## ICB
TABLE OF SALIENT FEATURES OF BIDS
(TECHNICAL REQUIREMENTS)
No. | Name of Equipment | Technical/Bidding Specification | Q | Uni Cost (US$) | Estimated Cost (US$) | Year in SIP | Page of SIP |  | B I D D E R S
PROGRAM STUDI TEKNOLOGI HASIL PERTANIAN | [8 empty] | PT.GRAHA ELEKTRO | PT. GLORIA S.A | PT. ARKKA BUANA | PT. MBT UTAMA
1 | Fume Hood | U-33665-35 (Cole-Parmer 2001/2002) or eq. | 1 | 4888 | 4888 | 1 | SIP-Ap-11 |  |  | 5765 | 4700 | 4112.64
2 |  | Optional lighting fixture U-33665-60 (Cole-Parmer 2001/2002) or eq. | 1 | 468 | 468 | 1 | SIP-Ap-11 |  |  | 456 | 372 | 328.32
3 |  | Optional filter saluration alarm U-33665-90 (Cole-Parmer 2001/2002)or eq. | 1 | 1019.2 | 1019.2 | 1 | SIP-Ap-11 |  |  | 994 | 810 | 694.656
4 |  | Optional tempered glass work surface U-33665-95 (Cole-Parmer 2001/2002)or eq. | 1 | 608.4 | 608.4 | 1 | SIP-Ap-11 |  |  | 592 | 500 | 421.632
5 | Cabinet Water Still 4 ltr/hr Single Distillation (EA583-180/01) | 220-240 V, 50 Hz, 1 pH. Output : 4 ltr/hr. Heater : Metal. Minimum Supply Press : 5 psi. Output Quality : pH : 5.5-6.5, Cond.us/cm : <25, Resistivity Megohm - cm : 0.4, temp. : <35 deg C. Water Consumption : 60 ltr/hr. | 1 | 2578.1498 | 2578.1498 | 1 | SIP-Ap-11 |  |  | 4293 | 1800 | 3437.583
6 | Water Activity System | Benchtop System : Great for routine measurements for food, pharmaceutical and cosmetic industries. Stores up to 20 different data products. Probe is attached to 22" cable. Cat.No. U-37910-00 with all accesoriess and replacements (Cole-Parmer 2001 pp 986) | 1 | 4576 | 4576 | 1 | SIP-Ap-11 |  |  | 4839 | 4500 | 3214.08
7 | New Sartorius Basic Lite Analitycal Balances. | Capacity : 120 g, Readability: 0.1 mg. Cat. No. U-11217-32/33 (Cole-Parmer 2001) | 1 | 3000 | 3000 | 1 | SIP-Ap-11 |  |  | 1846 | 2400 | 1422.435
8 | Economical Muffle Furnace | 1External : 520x435x645 mm. Work Chamber : 320x174x120 mm | 2 | 1800 | 3600 | 1 | SIP-Ap-12 |  |  | 4556 | 3360 | 4843.9087
9 | Stainless steel pocket thermometer | For melt, friut, vegetables themperatur cheking. Range : -50.0 to 150.0 oC, resolution 0.1 oC (-20 to 90 oC), probe stainless steel, battery 1 x 1.4 V 3000 hours approx continous use | 10 | 95.2 | 952 | 1 | SIP-Ap-12 |  |  | 310 | 400 | 412.3
10 | Benchtop pH 510 | Measures pH, temperature, and relative mV. Three-point pH calibration with automatic buffer recognition for both USA (pH 4.01, 6.86, 9.18) and NIST (pH 4.01, 7.00, 10.01) pH buffer (Cole-Parmer 2001). | 4 | 404.1981 | 1616.7923 | 1 | SIP-Ap-12 |  |  | 2824 | 1800 | 2049.408
11 | Munsell Color 540-100 Chart for tissue | Contain 320 malle color ships permanently mounted on chart for 17 hues | 1 | 282.24 | 282.24 | 1 | SIP-Ap-12 |  |  | 377 | 600 | 190.026
12 | Hand Refractometer Algao Japan | Able to measure sugar concentration on a few drop of sample. Concentration range: 0-32%; 28-62%; 58-92%; 45-82%; 0-90%. | 3 | 619.36 | 1858.08 | 1 | SIP-Ap-12 |  |  | 2397 | 3000 | 4284.576
13 | Penetrometers | Penetrometers measure 12"W x 21"H x 11" (U-59860-25 with all accessoriess,Cole-Parmer 01/02) or eq. | 1 | 4994.25 | 4994.25 | 1 | SIP-Ap-12 |  |  | 9800 | 7450 | 4216.32
14 | Sugar Refractometer | Range 28 to 62% Brix. Resolution 0.2%, acuracy +/- 0.2%. Cat. No. U-81150-10. (Cole-Parmer 2001)or eq | 3 | 161.2 | 483.6 | 1 | SIP-Ap-12 |  |  | 447 | 342 | 321.408
15 | Salt Refractometer | Range 0-28% salinity, resolution 0.2%, accuracy +/- 0.2%. Cat.No. U-81150-22 (Cole-Parmer 2001) or eq. | 3 | 161.2 | 483.6 | 1 | SIP-Ap-12 |  |  | 447 | 342 | 321.408
16 | Adapter | 220 VAC, 50/60 HZ (U-01038-65 Cole parmer 2001/02) or eq. | 1 | 76.5 | 76.5 | 1 | SIP-Ap-12 |  |  | 92 | 75 | 66.096
17 | Brand digital buret | U-07910-11, Range 0 to 25 ml Cole-Parmer 01/02) or eq | 1 | 846 | 846 | 1 | SIP-Ap-12 |  |  | 896 | 700 | 730.944
18 | Desiccator Cabinets | Economical polystyrene desiccator cabinet, (U-08909-00 Cole-Parmer 01/02) or eq | 1 | 118 | 118 | 1 | SIP-Ap-12 |  |  | 153 | 140 | 108
19 | Erlemeyer Flask | U-34503-04, capacity 125 ml; Cole-Parmer 01/02) or eq | 5 | 58.65 | 293.25 | 1 | SIP-Ap-12 |  |  | 45 | 200 | 20.0016
20 |  | U-34503-05 capacity 250 ml | 10 | 60.95 | 609.5 | 1 | SIP-Ap-12 |  |  | 50 | 400 | 41.7312
21 |  | U-34503-07 capacity 500 ml | 10 | 37.95 | 379.5 | 1 | SIP-Ap-12 |  |  | 60 | 250 | 52.5312
22 |  | U-34503-08 capacity 1000 ml | 10 | 62.675 | 626.75 | 1 | SIP-Ap-12 |  |  | 90 | 400 | 84.9312
23 |  | U-34503-10 capacity 4000 ml | 10 | 75.9 | 759 | 1 | SIP-Ap-12 |  |  | 610 | 400 | 604.8
24 |  | U-34503-11 capacity 6000 ml | 5 | 141.45 | 707.25 | 1 | SIP-Ap-12 |  |  | 560 | 200 | 574.56
25 | Test Tube | Pyrex Brand 9800, Beaded rim, U-34569-25 Cole-Parmer 01/02) or eq, capacity 20 ml, 16 x 150 mm, Qty/cs 576 | 1 | 350.75 | 350.75 | 1 | SIP-Ap-12 |  |  | 306 | 125 | 499.968
26 | Separatory Funnels | U-34633-20 Cole-Parmer 01/02) or eq, capacity 250 ml | 3 | 118.45 | 355.35 | 1 | SIP-Ap-13 |  |  | 432 | 354 | 292.896
27 |  | U-34633-30 capacity 500 ml | 3 | 138 | 414 | 1 | SIP-Ap-13 |  |  | 507 | 414 | 343.728
28 |  | U-34633-50 capacity 2000 ml | 3 | 247.25 | 741.75 | 1 | SIP-Ap-13 |  |  | 897 | 735 | 614.544
29 | Test tube rack | U-06736-00 Cole-Parmer 01/02) or eq, polypropilene (PP) | 15 | 18.975 | 284.625 | 1 | SIP-Ap-13 |  |  | 285 | 255 | 231.105
30 | Rotary circular pepette stand, PP/PVC | U-06217-20 Cole-Parmer 01/02) or eq | 3 | 112.7 | 338.1 | 1 | SIP-Ap-13 |  |  | 378 | 330 | 273.42
31 | Oven | U-33953-05 Cole-Parmer 01/02) or eq, Mechanical convection ovens, capacity 1.5 cu ft | 1 | 2277 | 2277 | 1 | SIP-Ap-13 |  |  | 965 | 2150 | 1805.44
32 | Colony Counter | Counter 1411-02,mini light box and adapter | 2 | 490 | 980 | 1 | SIP-Ap-13 |  |  | 836 | 720 | 654.472
33 | Incubator | Quincy Laps Low Cost Incubator | 2 | 500 | 1000 | 1 | SIP-Ap-13 |  |  | 956 | 1180 | 609.34
34 | Inoculating Loops | U-14203-25 Cole-Parmer 01/02) or eq, 6 inchi insulated handle, 1 micro liter | 10 | 22.425 | 224.25 | 1 | SIP-Ap-13 |  |  | 220 | 180 | 158.41
35 |  | U-14203-23, loop, 3 mm, 8 inchi insulated, B&S wire gauge 26, qty/pk 6 | 10 | 44.85 | 448.5 | 1 | SIP-Ap-13 |  |  | 470 | 300 | 338.52
36 |  | U-14203-33, Needle, 8 inchi insulated, B&S wire gauge 24, qty/pk 6 | 10 | 60.95 | 609.5 | 1 | SIP-Ap-13 |  |  | 640 | 400 | 460.04
37 | Shaking incubator | Speed range 15-500 rpm, Platt dimentions 13"x11" | 2 | 2380 | 4760 | 1 | SIP-Ap-13 |  |  | 13400 | 12350 | 10858.68
38 | Eppendorf Variable- Speed Microcentrifuges | New digital variable speed microcentrifuges, Comines easy-to-set controls with a clear digital display of time and speed/g, Cat. No. U-02560-00 Cole-Parmer 01/02) or eq, speed: 200 - 13,200 rpm, dimensions 9 x 9 x 12 inchi, power: 220.50 | 1 | 2240 | 2240 | 1 | SIP-Ap-13 |  |  | 1067 | 2250 | 1996.4
39 | Oven | U-33953-05 Cole-Parmer 01/02) or eq, Mechanical convection ovens, capacity 1.5 cu ft | 1 | 2277 | 2277 | 1 | SIP-Ap-13 |  |  | 965 | 2100 | 1718.64
40 | Rotor for Microcentifuge, Model 02560-00 | Cat no. 02560-50 Cole-Parmer 01/02) or eq, capacity : Twenty-four x 1.5 - 2.0 ml tubes | 1 | 529 | 529 | 1 | SIP-Ap-13 |  |  | 253 | 600 | 485.212
41 | Laboratory Refrigerator (EA548-555/01) | 200-240 V, 50 Hz, 1 pH | 1 | 1607.4366 | 1607.4366 | 1 | SIP-Ap-13 |  |  | 476 | 2556 | 2442.87
42 | Student Microscope | Binocular (Nikon, Japan, Model SMZ-1, Type 102, (series No. 176601) Vania Raissa pp 50. or eq. | 4 | 2240 | 8960 | 1 | SIP-Ap-14 |  |  | 5928 | 7600 | 7030.8
43 | Vacuum Pumps | G-9/2G-9, U-07156-22 Cole-Parmer 01/02) or eq | 1 | 840 | 840 | 1 | SIP-Ap-14 |  |  | 1606 | 1300 | 1171.8
44 | Vortex Shaker (Thermolyne) | Cat. No. U-51805-06 Power 240 50/60 (Cole Parmer 2001/02) or.eq. | 1 | 369 | 369 | 1 | SIP-Ap-14 |  |  | 291 | 250 | 289.04
45 | Ains worth Toploading Balances (Cole parmer 2001/02) or eq. | U-11418-51, capacity 4100 g, readability 0.01 g, Housting size 8.5 x 4 x 14 inchi | 1 | 1860 | 1860 | 1 | SIP-Ap-14 |  |  | 1637 | 1668 | 1258.6
46 | Bran digital buret (Cole parmer 2001/02) or eq. | U-07910-18, Range 0 to 25 ml, seal FFPM | 1 | 999 | 999 | 1 | SIP-Ap-14 |  |  | 1192 | 750 | 1040.73
47 | Insulated Field carrier (Cole parmer 2001/02) oreq. | U-03720, shpg wt 18 lb (8.2 kg) | 1 | 178.25 | 178.25 | 1 | SIP-Ap-14 |  |  | 890 | 166 | 138.01
48 | Flowmeters for air applications (Cole parmer 2001/02) or.eq. | U-32457-12, flow rate 0.2 - 2 scfh | 1 | 44.85 | 44.85 | 1 | SIP-Ap-14 |  |  | 51 | 35 | 36.89
49 |  | U-32457-18, flow rate 2 - 20 scfh | 1 | 44.85 | 44.85 | 1 | SIP-Ap-14 |  |  | 51 | 35 | 36.89
50 |  | U-32457-26, flow rate 20 - 200 scfh | 1 | 44.85 | 44.85 | 1 | SIP-Ap-14 |  |  | 51 | 35 | 36.89
51 | Premium Lamp | Circular illuminated magnification systems, arm length 45",primary lens 5",3d | 1 | 888.72 | 888.72 | 1 | SIP-Ap-14 |  |  | 312 | 330 | 172.73
52 | Magnetic Stirrer (EA24-5990/01) | 220-240V, 50 Hz, 1 pH. Variable speed up to 1300 rpm. Electronic speed control with off position with illuminated on/off main switch. Supplied with one 25 mm PTFE coated magnetic bead. | 2 | 404.1981 | 808.3962 | 1 | SIP-Ap-14 |  |  | 572 | 1080 | 303.8
53 | Monomold Stir Bars | Length : 7/16", diameters 3/16". Cat.No. U-04775-10 (Cole-Parmer 2001) or.eq. | 2 | 4.25 | 8.5 | 1 | SIP-Ap-14 |  |  | 8 | 8 | 5.8156
54 |  | Length : 1/2", diameters 5/16". Cat.No. U-08548-00 (Cole-Parmer 2001) | 2 | 4.35 | 8.7 | 1 | SIP-Ap-14 |  |  | 10 | 8 | 5.9892
55 |  | Length : 5/8", diameters 5/16". Cat.No. U-08549-00 (Cole-Parmer 2001) | 2 | 4.5 | 9 | 1 | SIP-Ap-14 |  |  | 10 | 8 | 6.2496
56 |  | Length : 1", diameters 3/8". Cat.No. U-08550-00 (Cole-Parmer 2001) | 2 | 5.2 | 10.4 | 1 | SIP-Ap-14 |  |  | 10 | 8 | 7.4648
57 | Glass vacuum desiccators | U-06536-20, plat size 190 mm,, shpg wt 19 lb (8.7 kg) (Cole parmer 2001/02) or eq. | 2 | 489.9 | 979.8 | 1 | SIP-Ap-14 |  |  | 1046 | 1068 | 814.184
58 | Laboratory Freezer | Cap. 400 liter Electrolux 410 Laboratory Freezer 220-240 V, 50 Hz, 1 pH or eq. | 1 | 644 | 644 | 1 | SIP-Ap-14 |  |  | 785 | 732 | 1449.56
59 | Microwave | Electrolux MS 750A17 or eq. | 1 | 357 | 357 | 1 | SIP-Ap-14 |  |  | 302 | 240 | 78.303
60 | Cooking Ware | Steamer | 1 | 64.4 | 64.4 | 1 | SIP-Ap-15 |  |  | 100 | 60 | 460.4219
61 |  | Stove | 1 | 257.6 | 257.6 | 1 | SIP-Ap-15 |  |  | 65 | 24 | 33.988
62 |  | LPG Tube | 1 | 103.04 | 103.04 | 1 | SIP-Ap-15 |  |  | 55 | 60 | 21.5693
63 | Platform Trucks+A87 | U47350-10 Cap. 454 kg | 1 | 235 | 235 | 1 | SIP-Ap-15 |  |  | 281 | 216 | 203.98
64 | Multi purpose mixer (U-04405-10 With accesories and replacement; Cole-Parmer 01/02) or eq. | Suitable for smooth-hard, food, milk, baverage, mixing, 3 speed option, capacity 20 L. Completed with bowl and stirer. | 1 | 1517.6 | 1517.6 | 1 | SIP-Ap-15 |  |  | 994 | 1692 | 1041.6
65 | General Purpose Oven (EA-22-1040/01) or eq. | 200 deg.C. 220-240 V, 50 Hz, 1 pH. Capacity : 53 ltrs. Temp. range : 40 to 220 deg. C +/- 0.5 deg. C. Dimensions : External : 450x580x550 mm, Internal : 330x490x330 mm. Shelves supplied : 2. Shelf position : 3. | 1 | 1785.0427 | 1785.0427 | 1 | SIP-Ap-15 |  |  | 819 | 2000 | 915.5
66
67 | Waring Blender | Four liter blenders have two handlesto easy fifting pruring and carrying all models process liquid at 15.000 rpm. 220 V | 1 | 250 | 250 | 1 | SIP-Ap-15 | 76529.3226 |  | 2286 | 2040 | 1666.56
68 | Kjeldahl System for protein Analysis | Digestion/Distilling Apparatus U-34530-10 Cole-Parmer 01/02) or eq | 12 | 305.9 | 3670.8 | 2 | SIP-Ap-16 |  |  | 3300 | 3600 | 2989.39
69 |  | Flask Holder for 500ml flask Pack of 3 U-01613-04 | 20 | 20.13 | 402.5 | 2 | SIP-Ap-16 |  |  | 460 | 400 | 329.84
70 |  | Pyrex wide-mouth erlenmeyer flask, capacity 500ml, pack of 6 34556-03 | 10 | 46 | 460 | 2 | SIP-Ap-16 |  |  | 350 | 240 | 347.2
71 |  | Pyrex burette, 500ml capacity, graduated every 0.01ml 34543-23 | 10 | 147.2 | 1472 | 2 | SIP-Ap-16 |  |  | 1300 | 750 | 1223.88
72 |  | Extraction Heater unit, resist corotion, heating unit includes 12 clamps; 12 clamp holder and 4 rods, 120 VAC U-03073-10 | 1 | 3427 | 3427 | 2 | SIP-Ap-16 |  |  | 3333 | 2950 | 2768.92
73 | Babcock Bottle, Cream and Cheese test | 50%, sealed, Case of 12, | 6 | 108.05 | 648.32 | 2 | SIP-Ap-16 |  |  | 912 | 732 | 924.42
74 | Unwire Test Tube Racks | Polystyrene, blue, 4x10, Case of 8, | 1 | 84.64 | 84.64 | 2 | SIP-Ap-16 |  |  | 143 | 23 | 122.08
75 |  | Polystyrene, red, 4x10, Case of 8, | 1 | 84.64 | 84.64 | 2 | SIP-Ap-16 |  |  | 143 | 23 | 130.2
76 | Wire Test Tube Racks | Epoxy-Coated, autoclaveable, yellow, 4x10, | 8 | 20.41 | 163.3 | 2 | SIP-Ap-16 |  |  | 208 | 192 | 164.92
77 | Poxygrid Drying Rack | Epoxy-Coated Steel Wire, Dimension 42.5Wx48.3Hx16.5D cm | 12 | 61.51 | 738.16 | 2 | SIP-Ap-17 |  |  | 948 | 864 | 781.2
78 | Disposable Cuvettes | Two Optical Windows, Standard Polystyrene 10x10x45 | 1 | 51.64 | 51.64 | 2 | SIP-Ap-17 |  |  | 71 | 50 | 49.91
79 |  | Two Optical Windows, Standard Methyl Acrylate 10x10x45 | 1 | 68.94 | 68.94 | 2 | SIP-Ap-17 |  |  | 88 | 80 | 84.196
80 | Centrifuge Tubes | Polypropylene, 15 ml, non-sterile, case of 500 | 1 | 163.01 | 163.01 | 2 | SIP-Ap-17 |  |  | 140 | 107 | 102.424
81 |  | Polypropylene, 50 ml, non sterile, case of 500 | 1 | 155.25 | 155.25 | 2 | SIP-Ap-17 |  |  | 204 | 140 | 137.144
82 | Glass Vacuum Filter Holder | 47mm,PTFE Filter Support, complete | 1 | 358.23 | 358.23 | 2 | SIP-Ap-17 |  |  | 287 | 474 | 215.2098
83 | Laboratory Disperser/ Homogenizer | T25Basic, speed 8,000 - 24,000rpm, capacity0.3 - 2,000 ml ,motor only | 1 | 964.85 | 964.85 | 2 | SIP-Ap-17 |  |  | 713 | 1100 | 1128.4
84 | Component | Plate stand,800mm | 1 | 231.15 | 231.15 | 2 | SIP-Ap-17 |  |  | 138 | 240 | 256.06
85 |  | Boss Head Clamp | 1 | 46 | 46 | 2 | SIP-Ap-17 |  |  | 26 | 66 | 57.505
86 |  | Vessel Strap Clamp | 1 | 184 | 184 | 2 | SIP-Ap-17 |  |  | 99 | 204 | 151.9
87 | Dispersing Tools | Coarse, 100 mm, diameter | 1 | 653.2 | 653.2 | 2 | SIP-Ap-17 |  |  | 414 | 660 | 537.075
88 |  | Fine,19 mm, diameter | 1 | 471.5 | 471.5 | 2 | SIP-Ap-17 |  |  | 367 | 540 | 520.8
89 |  | Coarse, 18mm diameter | 1 | 755.6 | 755.6 | 2 | SIP-Ap-17 |  |  | 425 | 624 | 645.575
90 |  | Coarse/medium,25 mm dia. | 1 | 866 | 866 | 2 | SIP-Ap-17 |  |  | 484 | 708 | 754.075
91 | Mini Hot pLate Stirrers, Model 220 | Heats to 371oC, Stirs from 60 to 2500 rpm, for use on benchtop or support stand | 1 | 276.33 | 276.33 | 2 | SIP-Ap-17 |  |  | 303 | 306 | 276.675
92 | USDA Lactometer, Quevenne | 300mm long, Quevenne range 26 to 37o. | 2 | 55.66 | 111.32 | 2 | SIP-Ap-17 |  |  | 78 | 120 | 120.2614
93 | Melting point Apparatus | Pyrex brand melting point tube, length 150 mm,diameter of main tube 25 mm | 4 | 65.76 | 263.03 | 2 | SIP-Ap-17 |  |  | 144 | 360 | 104.16
94 |  | Pyrex brand capillary melting point tube, length 100 mm, case of 10 | 2 | 115 | 230 | 2 | SIP-Ap-18 |  |  | 28 | 312 | 130.2
95 | Lab. Rotator Orbital Shakers, Lab-line | Speed 40 to 325 rpm, Dimnsions 32Wx34Dx15H cm, Plattform Size 30x30cm, Temp Range 4 to 40oC. | 1 | 897 | 897 | 2 | SIP-Ap-18 |  |  | 1810 | 800 | 888.62
96 | Scintillation Vials | HD-Polyethylene, with Screw cap, Capacity20 ml,28 x 61 mm, attached PP cap/pulp Foil Liner, case of 500 | 1 | 106.03 | 106.03 | 2 | SIP-Ap-18 |  |  | 88 | 125 | 103.29
97 | Scintillation Vials | Borosilicate Glass, with screw cap, Capacity 20 ml,28x61 mm, attached cap PP foil, case of 500 | 1 | 156.79 | 156.79 | 2 | SIP-Ap-18 |  |  | 181 | 188 | 151.03
98 | Falling BallViscometers | PTFE ball, Range in cP2- 100 | 2 | 149.5 | 299 | 2 | SIP-Ap-18 |  |  | 310 | 324 | 292.95
99 | Crude fiber extractor (cat.no.25227-144, VWR 00/01, Labconco No. 3000200,pp.E-536) or eq. | stainless steel, 6 sample beakers on heaters,standard PE buchner funnel, 12 thick-wall borosilicate glass 600 ml beakers | 1 | 8653.75 | 8653.75 | 2 | SIP-Ap-18 |  |  | 11000 | 9400 | 11522.7
100 | Accessories | Oklahoma Filter, Complete | 1 | 247.25 | 247.25 | 2 | SIP-Ap-18 |  |  | 331 | 370 | 368.9
101 |  | replacement Screen for oklahomaFilter | 1 | 8.34 | 8.34 | 2 | SIP-Ap-18 |  |  | 12 | 21 | 13.02
102 |  | Back-Up platefor OklahomaFilter | 1 | 8.05 | 8.05 | 2 | SIP-Ap-18 |  |  | 10 | 27 | 13.02
103 |  | California Buchner Funnel | 1 | 94.01 | 94.01 | 2 | SIP-Ap-18 |  |  | 118 | 160 | 135.625
104 |  | replacement Beaker | 1 | 101.78 | 101.78 | 2 | SIP-Ap-18 |  |  | 126 | 174 | 124.775
105 | HDPE Wide Neck Bottles | PP Screw Closure, Capacity 30 ml, Closure 28 mm, Pack 12 | 1 | 13.52 | 13.52 | 2 | SIP-Ap-18 |  |  | 16 | 16 | 16.275
106 |  | PP Screw Closure, Capacity 60 ml, Closure 28 mm, Pack 12 | 1 | 16.05 | 16.05 | 2 | SIP-Ap-18 |  |  | 16 | 19 | 16.492
107 |  | PP Screw Closure, Capacity 125 ml, Closure 38 mm, Pack 12 | 1 | 22.15 | 22.15 | 2 | SIP-Ap-18 |  |  | 18 | 22 | 19.747
108 |  | PP Screw Closure, Capacity 250 ml, Closure 43 mm, Pack 12 | 1 | 28.61 | 28.61 | 2 | SIP-Ap-18 |  |  | 29 | 27 | 29.946
109 |  | PP Screw Closure, Capacity 500 ml, Closure 53 mm, Pack 12 | 1 | 46.74 | 46.74 | 2 | SIP-Ap-18 |  |  | 29 | 40 | 41.23
110 |  | PP Screw Closure, Capacity 1000 ml, Closure 63 mm, Pack 6 | 1 | 30.34 | 30.34 | 2 | SIP-Ap-18 |  |  | 35 | 26 | 37.324
111 | Volumetric pipettes | Pyrex Brand 7077 pipettes, capacity 0.5ml,case of 400 | 1 | 182.85 | 182.85 | 2 | SIP-Ap-19 |  |  | 190 | 190 | 177.072
112 |  | Pyrex Brand 7077 pipettes, capacity 1ml,case of 800 | 1 | 296.7 | 296.7 | 2 | SIP-Ap-19 |  |  | 265 | 290 | 246.512
113 |  | Pyrex Brand 7077 pipettes, capacity 2ml,case of 720 | 1 | 311.65 | 311.65 | 2 | SIP-Ap-19 |  |  | 279 | 300 | 259.532
114 |  | Pyrex Brand 7077 pipettes, capacity 5ml,case of 720 | 1 | 430.1 | 430.1 | 2 | SIP-Ap-19 |  |  | 384 | 415 | 357.616
115 |  | Pyrex Brand 7077 pipettes, capacity 10ml,case of 600 | 1 | 382.95 | 382.95 | 2 | SIP-Ap-19 |  |  | 342 | 370 | 318.556
116 | Disposable Transfer pipettes | length 4.5 inc, case of 500 | 1 | 25.09 | 25.09 | 2 | SIP-Ap-19 |  |  | 38 | 40 | 25.172
117 |  | length 5 3/8inc, case of 500 | 1 | 33.64 | 33.64 | 2 | SIP-Ap-19 |  |  | 34 | 40 | 22.568
118 | Pipette Controllers | For pipettor volume 25 ml, Case of 10 | 1 | 29.33 | 29.33 | 2 | SIP-Ap-19 |  |  | 204 | 168 | 230.02
119 |  | For piettor volume 2.0ml, Caseof 10 | 1 | 20.41 | 20.41 | 2 | SIP-Ap-19 |  |  | 142 | 168 | 160.58
120 |  | For pipettor volume 10 ml | 1 | 21.56 | 21.56 | 2 | SIP-Ap-19 |  |  | 149 | 24 | 169.26
121 | Universal Pipette Controllers | Range 0.1 -2 ml, case of 3 | 1 | 60.95 | 60.95 | 2 | SIP-Ap-19 |  |  | 222 | 170 | 54.68
122 |  | Range 1-20 ml, case of 3 | 1 | 60.95 | 60.95 | 2 | SIP-Ap-19 |  |  | 635 | 170 | 54.68
123 | Eppendorf Chemsaver Dispensers | Vol. 1 to 5 ml | 1 | 423.2 | 423.2 | 2 | SIP-Ap-19 |  |  | 409 | 350 | 331.58
124 |  | Vol. 2 to 10 ml | 1 | 423.2 | 423.2 | 2 | SIP-Ap-19 |  |  | 409 | 350 | 331.58
125 | Unbreakable Burettes | capacity 25 ml, case of 15 | 1 | 70.38 | 70.38 | 2 | SIP-Ap-19 |  |  | 935 | 390 | 64.67
126 |  | capacity 50 ml, case of 15 | 1 | 79.18 | 79.18 | 2 | SIP-Ap-19 |  |  | 1060 | 660 | 73.35
127 |  | capacity 100 ml, case of 10 | 1 | 86.42 | 86.42 | 2 | SIP-Ap-19 |  |  | 865 | 260 | 79.42
128 | Burette/pipette brushes | 15incLx3/16inc, case of 12 | 2 | 33.93 | 67.86 | 2 | SIP-Ap-19 |  |  | 78 | 50 | 52.95
129 |  | 16.5 inc x 1/8 to 3/4 inc, case of 12 | 2 | 40.83 | 81.66 | 2 | SIP-Ap-19 |  |  | 90 | 30 | 63.36
130 | Duran Square laboratory bottles | Capacity 100 ml, 109 H mm, 50 Side width mm, pack of 10 | 1 | 65 | 65 | 2 | SIP-Ap-19 |  |  | 87 | 50 | 83.33
131 |  | Capacity 250 ml, 143 H mm, 64 Side width mm, pack of 10 | 1 | 85.72 | 85.72 | 2 | SIP-Ap-19 |  |  | 96 | 60 | 93.74
132 |  | Capacity 500 ml, 181 H mm, 78 Side width mm, pack of 10 | 1 | 106.93 | 106.93 | 2 | SIP-Ap-19 |  |  | 120 | 70 | 117.18
133 |  | Capacity 1000 ml, 222 H mm, 94 Side width mm, pack of 10 | 1 | 151.69 | 151.69 | 2 | SIP-Ap-19 |  |  | 156 | 100 | 151.9
134 | Eppendorf Adjustable-volume Pipettors | vol 2 to 20 microliters | 1 | 350.75 | 350.75 | 2 | SIP-Ap-20 |  |  | 318 | 330 | 276.02
135 |  | vol. 10 to 100 microliters | 1 | 350.75 | 350.75 | 2 | SIP-Ap-20 |  |  | 318 | 330 | 276.02
136 |  | vol. 100 to 1000 microliters | 1 | 350.75 | 350.75 | 2 | SIP-Ap-20 |  |  | 318 | 320 | 276.02
137 |  | vol. 500 to 5000microliters | 1 | 380.65 | 380.65 | 2 | SIP-Ap-20 |  |  | 318 | 370 | 288.18
138 | Tips | vol. 0.2 to 100 microliters, case of 1000 | 1 | 22.43 | 22.43 | 2 | SIP-Ap-20 |  |  | 23 | 24 | 16.93
139 |  | vol. 100 to 1000 microliters, case of 1000 | 1 | 58.08 | 58.08 | 2 | SIP-Ap-20 |  |  | 62 | 50 | 44.7
140 |  | vol. 1000 to 5000 microliters, case of 1000 | 1 | 48.88 | 48.88 | 2 | SIP-Ap-20 |  |  | 86 | 115 | 184.02
141 | Volumetric flasks (Pyrex Brand 5642 Flasks) | capacity 10ml,case of 2 | 1 | 248.4 | 248.4 | 2 | SIP-Ap-20 |  |  | 217 | 10 | 46.59
142 |  | cap. 25 ml, case of 2 | 1 | 270.25 | 270.25 | 2 | SIP-Ap-20 |  |  | 129 | 10 | 24.02
143 |  | cap. 50 ml, case of 2 | 1 | 290.95 | 290.95 | 2 | SIP-Ap-20 |  |  | 138 | 10 | 52.08
144 |  | cap. 100 ml, case of 2 | 1 | 302.45 | 302.45 | 2 | SIP-Ap-20 |  |  | 143 | 12 | 82.75
145 |  | cap. 500 ml, case of 2 | 1 | 480.7 | 480.7 | 2 | SIP-Ap-20 |  |  | 455 | 20 | 50.78
146 |  | cap. 1000 ml, case of 2 | 1 | 233.25 | 233.25 | 2 | SIP-Ap-20 |  |  | 294 | 14 | 407.9
147 | Glass vacuum desiccators | ,plat size 190 mm,, shpg wt 19 lb (8.7 kg) | 1 | 489.9 | 489.9 | 2 | SIP-Ap-20 |  |  | 342 | 550 | 48.28
148 | Soxhlet Set | Basic 4-place Soxhlet Extraction System Less Glassware. Each heating unit has individual hotplates of 85 mm dia. With stepless heating control so that the temperature of each hot plate can be operated individually. | 1 | 2873.68 | 2873.68 | 2 | SIP-Ap-20 |  |  | 1326 | 1300 | 3849.38
149 | Accessories | Set of Soxhlet Glass Parts including 1 Flask 500 ml, 1 Extractor 150 ml and Condenser. | 1 | 1646.87 | 1646.87 | 2 | SIP-Ap-20 |  |  | 760 | 200 | 612.77
150 |  | Holder with Clamp for Soxhlet glass Parts | 1 | 254.18 | 254.18 | 2 | SIP-Ap-20 |  |  | 138 | 35 | 94.58
151 |  | Cooling Water Feed Pipe for Series with 4 fastening clamps | 1 | 925.65 | 925.65 | 2 | SIP-Ap-20 |  |  | 383 | 380 | 94.58
152 |  | Paper Thimble Double Thickness 33 x 80 mm Box of 25 | 1 | 862.98 | 862.98 | 2 | SIP-Ap-20 |  |  | 69 | 55 | 1239.95
153 | Multipurpose Waterbath | WB436-D Vania Raissa 01 pp.47 or eq. | 1 | 815 | 815 |  | SIP-Ap-20 |  |  | 847 | 750 | 1513.58
154 | Rotational Viscometer | High-range viscometer (300 to 9.000.000 cp) U-98936-20 with all accessories Cole-Parmer 01/02) or eq | 1 | 3200 | 3200 | 2 | SIP-Ap-20 |  |  | 3065 | 2500 | 1881.82
155 |  | Replacement Spindles | 1 | 274.95 | 274.95 | 2 | SIP-Ap-20 |  |  |  | 380
156 | Bench Top pH | 1 mv 1 deg C | 1 | 1008 | 1008 | 2 | SIP-Ap-20 |  |  | 153 | 850 | 514.72
157 | Micro Buret | Kimax -03.789-5Z Scale 0.01 ml | 2 | 622.58 | 1245.16 | 2 | SIP-Ap-20 |  |  | 113 | 540 | 401.45
158 | Rotary Vacum Evaporator with accessories (Cat. No. 27584-150 VWR 00/01, pp.E 535) or eq. | Motor and Stand accept all 4 glasware sets. 115 VAC, 50/60 Hz, with a 5 ft, 3-wire cord and pulg | 1 | 1176 | 1176 | 2 | SIP-Ap-20 |  |  | 3382 | 15000 | 15770.48
159 |  | Standar Condensor for general purpose work. | 1 | 336 | 336 | 2 | SIP-Ap-20 |  |  |  | 580 | 617.37
160 |  | Receiving flask Round bottom ,1 liter | 1 | 67.2 | 67.2 | 2 | SIP-Ap-20 |  |  |  | 70 | 97.11
161 |  | Evaporating flask Pear-shaped 1 liter | 1 | 76.16 | 76.16 | 2 | SIP-Ap-20 |  |  |  | 70 | 116.1
162 |  | Evaporating flask clips Polyacetal | 1 | 31.36 | 31.36 | 2 | SIP-Ap-20 |  |  |  | 30 | 38.52
163 |  | Water bath; 7 1/8 inch ID x 21/8 icnh Height, Temperature range,near ambient to 194oF (90oC) maintain set temperatur within 3oF (1,5oC) | 1 | 313.6 | 313.6 | 2 | SIP-Ap-20 |  |  |  | 180 | 358.05
164 |  | Quich action jack adjust height easily. Use with all setups except colletion | 1 | 380.8 | 380.8 | 2 | SIP-Ap-20 |  |  |  | 480 | 487.17
165 |  | Vacumm seals. Flouroelastomer, for all models set of 2 seals | 1 | 70.56 | 70.56 | 2 | SIP-Ap-20 |  |  |  | 40 | 39.6
166 |  | Steam duct long duct 1603-18 is for standard condensor setups; short duct 1603-23 for all others | 1 | 183.68 | 183.68 | 2 | SIP-Ap-20 |  |  |  | 168 | 128.03
167 |  | Distilland addition tubes.Use long tube 1603-17 for standard condensor setups; short tube 1603-22 for all others | 1 | 89.6 | 89.6 | 2 | SIP-Ap-20 |  |  |  | 170 | 166.01
168 | Hand Salinity Refractometer | S-28E : 0 - 28%, Sod. Chloride Rediability | 1 | 1275 | 1275 | 2 | SIP-Ap-20 |  |  | 286 | 150 | 230.02
169 | Handheld Oxygen Analyzer | benchtop (U-10360-20,Cole-Parmer 01/02) or eq | 1 | 3055 | 3055 | 2 | SIP-Ap-20 |  |  | 2792 | 2300 | 2126
170 | Autoclave | Standard (ST 3028 Vania Raissa) or eq. | 1 | 3030 | 3030 | 2 | SIP-Ap-20 |  |  | 909 | 3300 | 2644.15
171 | Consistometer | ,shpg wt 3 lb (1.4 kg) | 1 | 575 | 575 | 2 | SIP-Ap-20 |  |  | 519 | 460 | 459.17
172 | Burette Clamps | Double burette clamps | 15 | 41.98 | 629.63 | 2 | SIP-Ap-20 |  |  | 44 | 525 | 527.31
173 |  | ,Single burette clamps, three-prong | 15 | 28.46 | 426.94 | 2 | SIP-Ap-20 |  |  | 31 | 375 | 351.54
174 |  | Single burette clamps, two-prong | 15 | 23 | 345 | 2 | SIP-Ap-21 |  |  | 25 | 300 | 273.42
175 | Electronic Balance | Digital, standard | 1 | 2077 | 2077 | 2 | SIP-Ap-21 |  |  | 302 | 420 | 1573.25
176 | Fermentor Set | 1 L Microbial Culture Biobundle(U-29206-35, Cole-Parmer 01/02 pp. 364) or eq; | 1 | 23350 | 23350 | 2 | SIP-Ap-22 |  |  | 25000 | 23750 | 18.748.80
177 | Multipoint magnetic stirrer | Stiring speeds: 100 to 850 rpm Ambient temperature: -10o to + 50oC Housing: coated stainless steel Weight: 14.3 pounds (6.5 kg) R-4560-22 15 position magnetic stirer, 220 VAC | 1 | 119.28 | 119.28 | 2 | SIP-Ap-22 |  |  | 2981 | 1900 | 1093.68
178 | Laboratory Refrigerator (EA548-555/01) or eq. | 200-240 V, 50 Hz, 1 pH | 1 | 1607.4366 | 1607.4366 | 2 | SIP-Ap-22 |  |  | 476 | 2500 | 2714.31
179 | Hot Plate Stirrer (Cole Parmer 2001/02) or eq. | U-03403-40, Dimensions 12 x 12 inchi, Material Ceramic, Temp. 121-371 oC | 1 | 474 | 474 | 2 | SIP-Ap-22 |  |  | 604 | 490 | 440.94
180 | Adjustabel Volume Pipettors | U-24600-05, Vol 10 to 100 micro liters, | 1 | 259.795 | 259.795 | 2 | SIP-Ap-22 |  |  | 273 | 250 | 202.244
181 |  | U-24600-25, Vol 1000 to 5000 micro liters, | 1 | 252 | 252 | 2 | SIP-Ap-22 |  |  | 299 | 250 | 218.736
182 | Tips | U-25711-12(0 to 200 micro liters) | 1 | 19.5 | 19.5 | 2 | SIP-Ap-22 |  |  | 23 | 24 | 16.926
183 |  | U-07953-40 (1000 - 5000 micro liters) | 1 | 52 | 52 | 2 | SIP-Ap-22 |  |  | 62 | 65 | 46.004
184 | Laboratory centrifuge with accesories (U-17321-00, Cole-Parmer 01/02 pp. 152) or eq; | Sanyo | 1 | 3900 | 3900 | 2 | SIP-Ap-22 |  |  | 3097 | 3700 | 3419.92
185 |  | Swing out rotor | 1 | 798 | 798 | 2 | SIP-Ap-22 |  |  | 474 | 800 | 754.292
186 |  | Fixed angle microtube rotor | 1 | 647 | 647 | 2 | SIP-Ap-22 |  |  | 509 | 730 | 652.736
187 |  | Bucket 1 set | 1 | 586 | 586 | 2 | SIP-Ap-22 |  |  | 532 | 600 | 552.916
188 |  | 1 set tube | 1 | 560 | 560 | 2 | SIP-Ap-22 |  |  | 205 | 162 | 122.388
189 | Measuring Flask | Vol. 500 | 5 | 30.18 | 150.9 | 2 | SIP-Ap-22 |  |  | 42 | 75 | 102.1273
190 | Measuring Flask | Vol. 1000 | 5 | 53.2 | 266 | 2 | SIP-Ap-22 |  |  | 50 | 105 | 187.0482
191 | Micropipetter | 200 ml code siloer | 5 | 200 | 1000 | 2 | SIP-Ap-22 |  |  | 91 | 1000 | 330.48
192 | Measuring Flask | Cat. 21 - 345 oC | 48 | 50 | 2400 | 2 | SIP-Ap-22 |  |  | 32 | 192 | 622.5984
193 | UV PCR Class 100 Chamber | UV PCR Chamber | 1 | 4404.5 | 4404.5 | 2 | SIP-Ap-22 |  |  | 4900 | 4000 | 3309.12
194 |  | HEPA Filter | 1 | 466.9 | 466.9 | 2 | SIP-Ap-23 |  |  | 532 | 437 | 350.784
195 |  | Prefilter Replacement | 1 | 216.2 | 216.2 | 2 | SIP-Ap-23 |  |  | 243 | 210 | 162.432
196 | Microscope with camera | Cole parmer or eq. | 2 | 2240 | 4480 | 2 | SIP-Ap-23 |  |  | 1171 | 3200 | 3490.56
197 | Petri Dish | U-34551-22, Pyrex Brand 3160, 100 x 10 diameter, qty/cs 72 | 2 | 309 | 618 | 2 | SIP-Ap-23 |  |  | 312 | 140 | 533.952
198 | Pilot Lab. Processor (Cole-Parmer 2001/2002, pp 641) | Pilot Lab processor U-04243-00 (Cole-Parmer 2001/2002, pp 641) or equivalent | 1 | 12971.71 | 12971.71 | 2 | SIP-Ap-23 |  |  | 11200 | 11500 | 8631.36
199 |  | Vacum pump U-07055-60 (Cole-Parmer 2001/2002)or equivalent | 1 | 871 | 871 | 2 | SIP-Ap-24 |  |  | 757 | 550 | 578.88
200 |  | Circulating Bath U-01095-05 (Cole-Parmer 2001/2002), or equivalent | 1 | 1218.1 | 1218.1 | 2 | SIP-Ap-24 |  |  | 1227 | 1000 | 809.568
201 |  | Gable Cover U-01095-50 (Cole-Parmer 2001/2002)or equivalent | 1 | 305.5 | 305.5 | 2 | SIP-Ap-24 |  |  | 175 | 150 | 203.04
202 | Vertical Batch Processor (Cole-Parmer 2001/2002, pp 640) | U-04256-25 (Cole Parmer 2001/2002) or equvalent | 1 | 2951 | 2951 | 2 | SIP-Ap-24 |  |  | 2701 | 2330 | 1961.28
203 |  | SS-Bowl Kit U-04256-54 (Cole-Parmer 2001/2002) or eq. | 1 | 855.4 | 855.4 | 2 | SIP-Ap-24 |  |  | 779 | 675 | 568.512
204 |  | S-Blades U-04256 (Cole-Parmer 2001/2002) or eq. | 1 | 56.6 | 56.6 | 2 | SIP-Ap-24 |  |  | 86 | 70 | 62.208
205 | Capping Machine (E. Veneta) or eq. | Mod. TPP/EV, Dimensions 400 x 400 x 1800 mm, Semi automatic capping machine for table Twist-off Crwon caps | 1 | 2875 | 2875 | 3 | SIP-Ap-26 |  |  | 146 | 1700 | 3780
206 | Polystat Heated circulating bath | Temprature control up to 200 oC, Six-liters bath with analog controller digital (12105-15), Overal dimensions 8,25 x 14 x 14,75 inchi, Sphg wt 23 lb (10.4 kg) | 1 | 2541.5 | 2541.5 | 2 | SIP-Ap-24 |  |  | 2730 | 2800 | 1909.44
Makassar, March 14, 2003
| Head of Department |  |  |  |  | Coordinator Project TPSDP-APTSP
| (Dr. Ir. Abu Bakar Tawali) |  |  |  | (Dr. Ir. Meta Mahendradatta)
No | Name of Equipment | Technical specification | Qty | [5 empty] | B I D D E R S
Study Program: Electrical Engineering | [8 empty] | PT.GRAHA ELEKTRO | PT. GLORIA S.A | PT. ARKKA BUANA | PT. MBT UTAMA
1 | Oscilloscope | Double Beam 10MHz | 10 | [5 empty] | 558 | 6740 | 2500 | 2893.8
2 | DC Power Supply | 0 - 30V / 5A | 10 | [5 empty] | 4956 | 4460 | 4500 | 1554
3 | Function Generator | Waveform: sine, square,triangle, ramp, pulse sinewave Output: 1 Hz - I MHz | 5 | [5 empty] | 1263 | 1555 | 710 | 4551
4 | Logic Circuit Module | Equiv. C20/EV | 6 | [5 empty] | 22461.94 | 16074 | 14100 | 3663
5 | Electromagnetism Module | Equiv. EB-105 | 1 | [5 empty] | 1782.87 | 2195 | 1058 | 2108.34
6 | Counter Register Module | Equiv. C30/EV | 6 | [5 empty] | 17.170.09 | 8478 | 13608 | 2530.8
7 | Digital LCR Meter | Equiv. EDC - 1620 | 1 | [5 empty] | 1.345.40 | 257 | 843 | 1476.3
8 | Analog Transmision Technology | [8 empty] | 4891 |  | 4694.2649
| (Equiv. TPS 7.2.1 ) Consist of: | CF - Transmitter 20 KHz | 1 | [5 empty] | 838.44 |  | 665
|  | CF - Receiver 20 KHz | 1 | [5 empty] | 758.95 |  | 602
|  | Frequency Multiplier | 1 | [5 empty] | 628.36 |  | 498
|  | PLL - Multiplier | 1 | [5 empty] | 753.27 |  | 597
|  | Frequency Synthesizer | 1 | [5 empty] | 1779.09 |  | 1410
|  | CF - Transmitter 16 KHz | 1 | [5 empty] | 751.38 |  | 596
|  | CF - Receiver 16 KHz | 1 | [5 empty] | 730.56 |  | 580
|  | FM / PM Modulator | 1 | [5 empty] | 543.19 |  | 431
|  | FM / PM Demodulator | 1 | [5 empty] | 543.19 |  | 431
9 | Digital Transmission Technology | [8 empty] | 14514
| (Equiv. TPS 7.2.2.) Consist of : | PAM Modulator | 1 | [5 empty] | 804.38 |  | 637 | 13968.68
|  | PAM Demodulator | 1 | [5 empty] | 804.38 |  | 637
|  | PCM modulator | 1 | [5 empty] | 1018.24 |  | 807
|  | PCM Demodulator | 1 | [5 empty] | 779.77 |  | 618
|  | PTM Modulator | 1 | [5 empty] | 755.17 |  | 598
|  | PTM Demodulator | 1 | [5 empty] | 607.54 |  | 482
|  | Delta Modulator | 1 | [5 empty] | 675.68 |  | 536
|  | Delta Demodulator | 1 | [5 empty] | 652.96 |  | 517
|  | ASK/FSK/PSK Modulator | 1 | [5 empty] | 874.4 |  | 693
|  | ASK/PSK Demodulator | 1 | [5 empty] | 490.2 |  | 388
|  | FSK - Demodulator | 1 | [5 empty] | 490.2 |  | 388
|  | Noise Source | 1 | [5 empty] | 775.99 |  | 615
Accessories :
|  | a. Panel Frame | 10 | [5 empty] | 4315.24 |  | 3420
|  | b. DC Power supply 15 V/3 A | 1 | [7 empty] | 745
|  | c. Spectrum Analyzer | 1 | [5 empty] | 1748.81 |  | 1386
|  | d. Function Generator 200 kHz, 230 V | 1 | [7 empty] | 722
|  | e. Frequency counter 0 … 10 MHz | 1 | [5 empty] | 1368.38 |  | 1085
|  | f. Digital Storage Oscilloscope 407 | 1 | [5 empty] | 2437.73 |  | 1932
|  | g. Probe 100 MHz 1:1/10:1 | 2 | [5 empty] | 129.46 |  | 104
|  | h. Analog Multimeter C.A 406 | 1 | [5 empty] | 272.54 |  | 216
|  | I. Set of 10 Bridging plugs, black | 2 | [5 empty] | 84.41 |  | 66
|  | j. Set of 10 bridging plugs with Tap, black | 1 | [5 empty] | 55.27 |  | 45
|  | k. Pair of cables, 100 cm, black | 2 | [5 empty] | 25.74 |  | 22
|  | Manual : Frequency Multiplication | 1 | [5 empty] | 12.87 |  | 56
|  | Manual : Fourier Analysis and Synthe | 1 | [5 empty] | 56.78 |  | 58
|  | Manual : Amplitude Modulation | 1 | [5 empty] | 73.81 |  | 72
|  | Manual : Applied Amplituda Modulation | 1 | [5 empty] | 90.85 |  | 41
|  | Manual : Frequency and Phase Modulation | 1 | [5 empty] | 51.1 |  | 55
|  | Manual : Pulse Code Modulation | 1 | [5 empty] | 68.14 |  | 96
|  | Manual : Pulse Time Modulation | 1 | [5 empty] | 121.13 |  | 48
|  | Manual : Delta Modulation | 1 | [5 empty] | 60.56 |  | 56
|  | Manual : Shift Keying | 1 | [5 empty] | 70.03 |  | 45
|  | Manual : Noise on Transmission Lines | 1 | [5 empty] | 56.78 |  | 65
10 | Transmission Lines | [8 empty] | 10120 |  | 11380.95
| (Equiv. TPS 7.2.4 ) Consist of: | Transmission line Model I | 2 | [5 empty] | 571.58 |  | 454
|  | Transmission line Model II | 1 | [5 empty] | 289.58 |  | 230
|  | Compensation Coil 2X80 mH | 1 | [5 empty] | 738.13 |  | 585
|  | Resistor 300 Ohm 2W | 2 | [5 empty] | 32.55 |  | 26
|  | Resistor 600 Ohm 2 W | 1 | [5 empty] | 16.28 |  | 13
|  | Lock-In Amplifier | 1 | [5 empty] | 3141.79 |  | 2490
|  | Measurement Bridge | 1 | [5 empty] | 743.81 |  | 590
|  | Star Quad Cable | 1 | [5 empty] | 1071.24 |  | 850
|  | Resistor 100 Ohm 0.5 W | 4 | [5 empty] | 65.11 |  | 52
|  | Capasitor 10 nF 100 V | 1 | [5 empty] | 15.33 |  | 12
|  | Capasitor 47 nF 100 V | 1 | [5 empty] | 15.33 |  | 12
|  | Measurment Bridge | 1 | [5 empty] | 743.81 |  | 590
|  | Set of Coaxial Lines | 1 | [5 empty] | 698.39 |  | 553
|  | Coaxial Adapter | 1 | [5 empty] | 327.43 |  | 260
|  | Resistor 10 Ohm 2 W | 1 | [5 empty] | 16.28 |  | 13
|  | Resistor 100 Ohm 0.5 W | 2 | [5 empty] | 32.55 |  | 26
|  | Capasitor 10 nF 100 V | 1 | [5 empty] | 15.33 |  | 12
|  | Capasitor 0.1 uF 100 V | 1 | [5 empty] | 15.33 |  | 12
Accessories :
|  | a. Panel Frame | 3 | [5 empty] | 1226.44 |  | 975
|  | b. Function generator 12 Mhz | 1 | [7 empty] | 3735
|  | c. Digital Storage Oscilloscope | 1 | [7 empty] | 1932
|  | d. Probe 100 MHz 1:1/10 : 1 | 2 | [7 empty] | 104
|  | e. Screen cable BNC | 2 | [5 empty] | 55.27 |  | 44
|  | f. BNC Cable L 1 meter | 2 | [5 empty] | 25.74 |  | 22
|  | g. Digital Multimeter CA 5220 | 1 | [5 empty] | 280.11 |  | 222
|  | h. Set of Bridging Plugs | 1 | [5 empty] | 42.21 |  | 33
|  | I. Connecting Lead 25 Cm, black | 7 | [5 empty] | 41.07 |  | 35
|  | k. Pair of cable 100 cm red/blue | 1 | [5 empty] | 12.87 |  | 11
|  | l. Pair of cable 200 cm black | 2 | [5 empty] | 25.74 |  | 22
|  | m. Manual : Measurement on two Wire Line | 1 | [5 empty] | 81.38 |  | 65
|  | n. Manual : Measurement on four Wire Line | 1 | [5 empty] | 77.6 |  | 62
|  | o. Manual : Measurement on Coaxial | 1 | [5 empty] | 64.35 |  | 51
11 | Digital Exchange Technology | [7 empty] | 878.19 | 8728 |  | 8388.07
| (Equiv. TPS 7.17) Consist of : | Telephone set | 4 | [5 empty] | 3066.09 |  | 700
|  | Subscriber Matching Unit | 2 | [5 empty] | 1459.23 |  | 2430
|  | Multiplexer/Demultiplexer | 1 | [5 empty] | 3336.74 |  | 1157
|  | Switching Network | 1 | [5 empty] | 1813.16 |  | 2645
|  | Control Unit | 1 | [5 empty] | 126.81 |  | 1437
|  | Set of Cables, Supplementary Set | 1 | [5 empty] | 794.91 |  | 101
|  | Software simulation | 1 | [5 empty] | 1616.32 |  | 1911
12 | Sensor Trainer | Equiv. Model ED-6800B | 1 | [5 empty] | 8579.9 | 2831 | 5250 | 5816.4
13 | Digital Signal Processor (DSP) | Equiv. Texas TMX6xxx | 4 | [5 empty] | 25.891.41 | 12776 |  | 2331
14 | Analog Trainer | Equiv. Heathkit Educational System-Zenith | 1 | [5 empty] | 712.6 | 1822 | 437 | 349.8
15 | Altera Programming Hardware Development Boards | CPLD/FPGA, Flex 10K | 3 | [5 empty] | 2950.2 | 6909 | 1125 | 1282.05
16 | Spectrum Analyzer 1.4 GHz | Equiv. Model DSA-8400 | 1 | [5 empty] | 4036.5 | 3829 | 4625 | 4607.61
17 | EPROM Programmer | Equiv. Model EDW-2500 | 1 | [5 empty] | 994.5 | 3410 | 1375 | 1295.37
18 | Microprocessor Trainer | Equiv. Model MPT-1 | 1 | [5 empty] | 354.9 | 2536 | 500 | 214.23
19 | DC Motor/DC Generator with Separated/Composed Excitation | Power: 1000 KV, Armature Voltage: 220 Vdc, Excited Voltage: 220 Vdc, Protection Ip 22, Rpm: 3000 | 1 | [5 empty] | 4379.59 | 2431 | 3471 | 4926.7634
20 | DC Motor, Shunt Compound Series and Excitation Field | Power: 1000 W, Armature Voltage: 220 Vdc, Separated Excited Voltage: 220 Vdc, Rpm: 3000 | 1 | [5 empty] | 5647.66 | 2431 | 4476 | 3713.3385
21 | Series Field Rheostat | Linear Rheostat, Power: 500W, I = 5.6A, Resistance value: 16 Ohm Terminal 3 | 2 | [5 empty] | 1188.58 | 578 | 942 | 574.52
22 | Regulated Power Supply | Vin: 230 Vac, Current: 15 A | 1 | [5 empty] | 2137.1 | 415 | 2222 | 2410.9488
23 | Single Phase Transformer | Power: 1000 VA, Primary Voltage: 230V/50Hz, Secondary Voltage 1:1:0-53-200-400 V, Secondary Voltage 2:0-115-230 V, Protection Ip 22, Integrated Thermal Protector | 3 | [5 empty] | 3327.27 | 2187 | 2640 | 1378.62
24 | Three Phase Transformer | Power: 1000 VA, Primary Voltage: 230/400/346 V /50Hz, Delta/Star/Zig-Zag Connection, Secondary Voltage 230/400/346 V, Protection Ip 22, Integrated Thermal Protector | 2 | [5 empty] | 2922.25 | 1548 | 2702 | 1633.92
25 | Moving Coil Amperemeter | DC/AC Measurement, Accuracy 0.5 %, Range: 60-120-300-600 mA | 6 | [5 empty] | 4292.52 | 2184 | 2490 | 1335.6
26 | Moving Coil Voltmeter | DC/AC Measurement, Accuracy 0.5 %, Range: 60-120-300-600 V | 6 | [5 empty] | 4451.51 | 2232 | 2670 | 1335.6
27 | Electronic wattmeter with Power Factor | DC/AC Measurement, Accuracy 0.5 %, Range: 60-120-300-600 V | 4 | [5 empty] | 3376.48 | 1840 | 2248 | 890.4
28 | Center Tab Transformer | CT 20 KV/2 CIR 0.5/5P | 2 | [5 empty] | 1170 | 2024 | 924 | 1049.4
29 | Power Transformer | PT 20 KV/1Core | 2 | [5 empty] | 1690 | 2294 | 1200 | 1017.6
30 | Regulating Trafo | 220/0-220 Vac | 3 | [5 empty] | 780 | 1755 | 603 | 1701.3
31 | Over Current Relay | Type MCGG 52 / MR1315E5 | 2 | [5 empty] | 2460.44 | 1970 | 7864 | 221.4425
32 | Directional Current Relay | Type METI - 11 / MR-1315R2D | 2 | [5 empty] | 9463.24 | 7680 | 15934 | 238.9741
33 | Standart Amperemeter | 0 - 5A , 0 - 50 A, 0 - 500 A | 8 | [5 empty] | 2195.47 | 1400 | 128 | 1480.74
34 | Standart Voltmeter | 0 -50 Vac , 0 -250 Vac, 0 - 1000 Vac | 6 | [5 empty] | 1646.6 | 1050 | 846 | 1110.555
35 | Resetable Digital Clock |  | 4 | [5 empty] | 263.46 | 232 | 208 | 75.26
36 | 3 Phase Voltage Shifter | 3x40 VA, Type DC - 40 - T | 2 | [5 empty] | 520 | 5896 | 13250 | 854.7
37 | AC/DC Digital Voltmeter & Amperemeter | Equiv. 88 - 116 | 4 | [5 empty] | 2142.48 | 1356 | 1700 | 250.0328
38 | Moving Iron Voltmeter & Amperemeter | Equiv. 68 - 114 | 4 | [5 empty] | 627.6 | 420 | 500 | 890.4
39 | AC/DC Power Wattmeter | Equiv. 727 - 11 | 4 | [5 empty] | 2611.85 | 1660 | 2068 | 5034.516
40 | Load Power Electronic | 73509, 3R 100Ohm, 1 A, 2L 50 mH, 3C 4/8/16 uF | 1 | [5 empty] | 1428.95 | 954 | 1132 | 963.7575
41 | Oscilloscope | Double beam 10 Mhz | 2 | [5 empty] | 1111.6 | 1310 | 446 | 578.76
42 | Cassy-Pack | Equiv. 726307 Leybold | 2 | [5 empty] | 4004.84 | 2668 | 3174 | 2701.074
43 | Thyristor Module | 100 V / 12 A | 4 | [5 empty] | 1029.6 | 700 | 820 | 694.416
44 | DC Motor Shunt,Series, compound and excitation field | 0,3 KW (Leybold) | 4 | [5 empty] | 11923.68 | 7512 | 9448 | 8041.95
45 | RMS meter | equiv. S05127-1G | 2 | [5 empty] | 3440.83 | 2294 | 2726 | 2320.677
46 | Power Meter | equiv. S05127-1T | 2 | [5 empty] | 3732.3 | 22492 | 2960 | 2517.258
47 | Control Unit Two Tul | Equiv. 73512 Leybold | 2 | [5 empty] | 757.06 | 514 | 600 | 510.6
48 | PID Controller | Equiv. 734061 Leybold | 1 | [5 empty] | 836.55 | 556 | 663 | 564.213
49 | Control Unit Six Pulse Digital | Equiv. 735135 Leybold | 4 | [5 empty] | 3512.75 | 2340 | 2784 | 2606.1024
50 | Triac Module 800 V / 8 A | Equiv. 73504 Leybold | 4 | [5 empty] | 878.19 | 584 | 700 | 592.296
51 | Sinchoronous Motor 300 W | Equiv. 73237 Leybold | 1 | [5 empty] | 3834.5 | 1635 | 3040 | 2456.8796
52 | Digital Tachometer Hand Held | Equiv. 31320 Leybold | 1 | [6 empty] | 462 | 547 | 465.9225
53 | Phase Control -Fault Simulator | Equiv. 735390 Leybold | 1 | [5 empty] | 1128.02 | 755 | 895 | 760.794
54 | IGBT 1000 V 10 A | Equiv. 735346 Leybold | 4 | [5 empty] | 1150.73 | 772 | 912 | 776.112
55 | Mosfet 500 V / 10 A | Equiv. 735342 Leybold | 4 | [5 empty] | 1211.29 | 816 | 960 | 816.96
56 | Control Unit PWM, PFM | Equiv. 735341 Leybold | 1 | [5 empty] | 1037.17 | 690 | 822 | 699.522
57 | MOSFET Module 500 V / 10 A | Equiv. 735342 Leybold | 4 | [6 empty] | 3228 | 960 | 816.96
58 | DC Power Supply | Equiv. 72686 Leybold | 1 | [5 empty] | 938.75 | 626 | 745 | 633.144
59 | Function Generator 200 KHz 230 V | Equiv. 726961 Leybold | 1 | [5 empty] | 910.36 | 311 | 722 | 613.9965
60 | PC Based Integrated Digital storage Oscilloscope | PCI Extension slot compatible, 100MHz, Dual Beam | 4 | [5 empty] | 15.6 | 8232 | 10500 | 4770
61 | PC Based Parallel Port Logic Analyzer | PCI Extension slot compatible | 2 | [5 empty] | 3380 | 1966 | 3250 | 1696
62 | Programmable Logic Controller Option Modules | Including sensors: temperatures, pressure, etc | 2 | [5 empty] | 13820.8 | 1740 | 5322 | 577.2
63 | Mobile CDMA Trainer | Equiv. ED-2930 | 1 | [5 empty] | 8152.9 | 8924 | 6500 | 5254.74
64 | ISDN Technology (Equiv. MTS 7.1.2) Consist of : | [8 empty] | 4063 |  | 17055.0612
| ISDN Panel | Equiv. 735912 Leybold | 1 | [5 empty] | 8672.11
| ISDN Telephone Exchange Board | Equiv. 735913 Leybold | 1
| ISDN Telephone | Equiv. 735915 Leybold | 3
| ISDN Tester | Equiv. 735916 Leybold | 1
| ISDN Adapter | Equiv. 735917 Leybold | 1
| Star Quad Cable | Equiv. 736481 Leybold | 1 | [7 empty] | 850
| Measurment Bridge | Equiv. 736451 Leybold | 1 | [7 empty] | 590
| Resistor 100 Ohm 0,5 Watt | Equiv. 57701 Leybold | 2 | [7 empty] | 26
| Capasitor 10 nF 100V | Equiv. 57810 Leybold | 1 | [7 empty] | 12
| Capasitor 47 nF 100V | Equiv. 57811 Leybold | 1 | [7 empty] | 12
| PAM Modulator | Equiv. 736061 Leybold | 1 | [7 empty] | 637
| PAM Demodulator | Equiv. 736071 Leybold | 1 | [7 empty] | 637
| PCM Modulator | Equiv. 736101 Leybold | 1 | [7 empty] | 807
| PCM Demodulator | Equiv. 736111 Leybold | 1 | [7 empty] | 618
| Data Source/Parity Generator | Equiv. 73693 Leybold | 1 | [5 empty] | 1050.42 |  | 832
| Displey/Parity Check Indicator | Equiv. 73692 Leybold | 1 | [5 empty] | 758.95 |  | 602
| AMI/HDB3 Coder | Equiv. 73694 Leybold | 1 | [5 empty] | 478.84 |  | 380
| AMI/HDB3 Decoder | Equiv. 73691 Leybold | 1 | [5 empty] | 520.48 |  | 412
| Resistor 4.7 Kohm 2 Watt | Equiv. 57752 Leybold | 1 | [5 empty] | 16.28 |  | 13
| Capasitor 10 nF 100V | Equiv. 57810 Leybold | 1 | [7 empty] | 12
Accessories :
| a. Panel Frame-T130 Two Level | Equiv. 72609 Leybold | 1 | [7 empty] | 325
| b. DC - Power Supply 15 V / 3A | Equiv. 72686 Leybold | 1 | [7 empty] | 745
| c. Spectrum Analyzer | Equiv. 72694 Leybold | 1 | [7 empty] | 1386
| d. Function Generator 200 KHz , 230 V | Equiv. 726961 Leybold | 2 | [5 empty] | 1820.73 |  | 1444
| e. BNC Cable L = 1 M | Equiv. 50102 Leybold | 3 | [7 empty] | 33
| f. Analog Multimeter C.A. 406 | Equiv. 53116 Leybold | 1 | [7 empty] | 216
| g. Set 10 Bridging Plugs Black | Equiv. 501511 Leybold | 3 | [7 empty] | 99
| h. Pair of Cables 100 CM, Black | Equiv. 501461 Leybold | 2 | [7 empty] | 22
| I. Set of Cables | Equiv. 735991 Leybold | 1 | [5 empty] | 300.93 |  | 238
| j. Digital Storage Oscilloscope | Equiv. 578263 Leybold | 1 | [7 empty] | 1932
| k. Probe 100 MHz 1:1/10:1 | Equiv. 578231 Leybold | 2 | [7 empty] | 104
| V24 Connection Cables SP | Equiv. 728088 Leybold | 1 | [5 empty] | 68.14 |  | 55
| Adapter Cable | Equiv. 667932 Leybold | 1 | [5 empty] | 31.8 |  | 26
| Disk : Digital Exchange Technology | Equiv. 73587 Leybold | 1 | [7 empty] | 630
| Manual : Telephone Exchange Technology | Equiv. 568632 Leybold | 1 | [5 empty] | 283.9 |  | 225
| Manual : Transmission Lines In Comm. | Equiv. 568542 Leybold | 1 | [7 empty] | 62
| Manual : Pulse Code Modulation | Equiv. 564002 Leybold | 1 | [5 empty] | 149.52 |  | 96
| Manual : Baseband Data Transmission | Equiv. 568452 Leybold | 1 | [5 empty] | 105.99 |  | 118
65 | Time Switching Interactive Software | Equiv. 58 - 901 | 2 | [5 empty] | 1644.72 | 10120 |  | 1208.4
66 | Stage Group Switching Interactive Software | Equiv. 58 - 902 | 2 | [5 empty] | 1644.72 | 2574 |  | 1208.4
67 | Telephone Traffic Interactive Software | Equiv. 58 - 903 | 2 | [5 empty] | 1644.72 |  |  | 1208.4
68 | Traffic Calculation Interactive Software | Equiv. 58 - 904 | 2 | [5 empty] | 1644.72 |  |  | 1208.4
69 | Packet Transmission Interactive Software | Equiv. 58 - 905 | 1 | [5 empty] | 822.36 |  |  | 604.2
70 | Packet Switching Queues Interactive Software | Equiv. 58 - 906 | 1 | [5 empty] | 822.36 |  |  | 604.2
71 | 8085 Simulation Software | O/S Windows, Multiuser | 1 | [5 empty] | 822.36 | 423 |  | 95.4
72 | PC-AT WaveLAN Wireless Adapter | 915 MHz ; DS 2 Mbps | 2 | [5 empty] | 325 | 1638 | 1750 | 1542.9
73 | Multicap Serial - Wave FH | 1.6 Mbps*100 mW 150 m, 18 Km | 2 | [5 empty] | 1105 | 3276 | 2375 | 2608.13
74 | Semiconductor Trainer Kit | Equiv. Model ED-2100(u) | 1 | [5 empty] | 1046.5 | 3602 | 3125 | 2285.89
75 | Digital Trainer | Equiv. Heathkit Educational System-Zenith | 1 | [5 empty] | 2240.7 | 816 | 462 | 349.8
76 | Microcontroller Programmer | Microprocessor 8051/8052 | 4 | [5 empty] | 15.057.90 | 6392 |  | 1465.2
77 | Oscilloscope | Double Beam 10 MHz | 1 | [5 empty] | 555.8 | 674 | 223 | 289.38
78 | Function Generator | Waveform: sine,square,triangle,ramp,pulse sinewave. output : 1 Hz - 1 MHz | 1 | [5 empty] | 252.7 | 311 | 142 | 869.2
79 | OP-AMP Trainer: Analog Circuit Demonstrator | Equiv. Model ED-6600 | 1 | [5 empty] | 4632.6 | 456 | 4000 | 593.6
80 | Ohmic Load | 3 Independent Ohmic Sector, 21 Single-Phase or DC Active Power Value, 7 Three Phase Active Power Values, Safety Terminal & Protectin with Fuse, AC Power Supply 230 / 400V, DC Power Supply 220 V, Max. Act. Power 2300 W | 1 | [5 empty] | 2293.89 | 1635 | 2625 | 148.4
81 | Digital Wattmeter | Range 0 - 100 W / 50 Hz | 3 | [5 empty] | 6137.85 | 3861 | 2061 | 912.66
82 | Tachogenerator | Generated Voltage 0.06 Vrev, Rpm Max. 5000, Output Voltage 1:300 Vdc at 5000 rpm, Output Voltage 2 : 10 Vdc at 5000rpm, Protection Ip 44 | 1 | [5 empty] | 1563.33 | 1183 | 1806 | 870.2441
83 | Digital Torque Meter | Power Supply 230 V/PE-50-60 Hz, 3-1/2 Digit Read Out, Range Max. 0:19.99 Kg-Max Resolution 10 g, Range Max. 0:199.9 Nm.Maxresolution 0.001Nm | 2 | [5 empty] | 5541.67 | 2560 | 4392 | 1719.32
84 | Three Phase Synchronous Generator With Rotating Inductor | Selector : 2 Kg/2 Nm ; 20 Kg/200 Nm | 1 | [5 empty] | 3312.13 | 3691 | 2625 | 3607.5
85 | Digital Hand-Held Tachometer | Complet, 3 Battereys, 2 Core- Shaped, Speeds Up to 2500 rpm | 2 | [5 empty] | 1381.63 | 924 | 1094 | 190.8
86 | Generator Shunt Field Rheostat | Linear Rheostat, Power 500 W, Current 0,5A Resistance Value 200 Ohm, Terminals 3 | 3 | [5 empty] | 1816.94 | 879 | 1314 | 890.4
87 | Digital Electronic Revolution Counter | Power Supply 230 V / PE-50-60 Hz, Range : 0:9999 rpm, 0:9999 ms(Period), 0:9999 Pulse, 0:99.99 Seconds Timer | 1 | [5 empty] | 2626.99 | 1274 | 1266 | 196.8829
88 | Three Phase Synchronous Motor | Power 1000 VA, Voltage 230 / 400 V, 50 Hz, 3000 rpm, 2 Pulse excitation Voltage 220 Vdc, Delta/Star Connection, Protection IP 22, Integrated Thermal Protector | 1 | [5 empty] | 7479.74 | 3691 | 2625 | 5449.301
89 | Variable Capasitive Load | 3 Independent Capacitive sector, 21 Single Phase Reactive Power Value, 7 Three Pahase Reactive Power Value, Safety Thermal and Protection with fuse, Power Supply 230 V / 400 V - 50 Hz, Max Oppearent Power 1350 VA | 1 | [5 empty] | 1109.09 | 1423 | 2172 | 748.029
90 | Three Phase Slip Asynchronous Motor | Power 1000 W, Voltage 230/400 V - 50 Hz, 3000 rpm, 2 pole rotor Voltage 400 V, Delta/Star Connection, Protection IP 22, Integrated Thermal Protector | 1 | [5 empty] | 5108.25 | 906 | 2367 | 3273.0098
91 | Digital/Optical Contact Tachometer | Power Supply 230 V / PE-50-60 Hz, Digital Display ( 4 Digit), Range : 0:9999 rpm, 0:9999 ms(Period), 0:9999 Pulse, 0:99.99 Seconds Timer, Microprocessor with CPU Z80 | 1 | [5 empty] | 480.32 | 1274 | 337 | 286.2
92 | Universal Motor | Power 260/330 W, Voltage 230 Vac-50 Hz/230 Vdc, 3000 rpm, Protection IP 22, Integrated Thermal Protector | 1 | [5 empty] | 1703.38 | 1572 | 2526 | 1148.85
93 | DC Motor Driver | 220V/2.2A | 1 | [5 empty] | 2396.09 | 2091 | 2965 | 1535.2466
94 | AC Motor (Synchoronous) | 0.5 KW | 1 | [6 empty] | 1635 | 3040 | 2456.8796
95 | AC Motor (Asynchronous) | 0.5 KW | 1 | [5 empty] | 1364.6 | 767 | 1082 | 920.3565
96 | Load RLC | 3 Resistors 100 ohm, 1A. 1 Resistor 1000 ohm, 220mA. 2 Inductors 50 mH,2.5A. 3 Capasitors 4/8/16 microFarad, 450 Var | 1 | [6 empty] | 954 | 1132 | 963.7575
97 | Cyclo - Converter | equiv. Leybold Didactic | 1 | [5 empty] | 2134.91 | 1422 | 1692 | 1367.8974
98 | Transformer 45 / 90 3 N | Equiv. 72680 Leybold | 1 | [5 empty] | 1218.86 | 813 | 966 | 822.066
99 | PLC Trainer | Equiv. S7 - Siemens - PLC - 8/EV | 1 | [5 empty] | 2876.82 | 7726 | 3693 | 2985.6058
100 | DC Power Supply | 15V/3A | 1 | [5 empty] | 1398.41 | 618 | 745 | 633.144
101 | Cassy-Pack | equiv. Leybold Didactic | 2 | [6 empty] | 2668 | 3174 | 2566.0203
102 | Measuring Spark Gap MF | Vac: 100KV, Vdc:140KV, Impulse Voltage 140KV, Sphere elctrodes 100mm, Sphere electrodes 50mm, Rod type electrodes 20 mm, weight: 14.5 Kg | 1 | [5 empty] | 18831.33 | 13344 | 6250 | 869.2
103 | HV silicium Rectifier | Protective resistor 100Kohm, Inverse Peak Voltage 140KV, Rated current 20mA, weight: 9.1 Kg | 1 | [5 empty] | 8497.89 | 6037 | 1250 | 1325
104 | DC Voltmeter (equiv.GM78) | Measuring range 150-75-27.5KV or 300-150-75KV or 450-350-150KV, Weight: 1.1Kg | 1 | [5 empty] | 19315.71 | 12999 | 1500 | 141.3829
105 | Space Bar for Alluminium Tube D(F) | Length 592 mm | 1 | [5 empty] | 322.92 | 345 | 87 | 318
106 | Double Beam Oscilloscope 10 MHz | Double Beam 10 MHz | 1 | [5 empty] | 555.8 | 674 | 223 | 289.38
107 | Vessel for Vacumm and Pressure DKU | Vac: 100KV, Vdc:140KV, Impulse Voltage 140KV, Max.operating pressure(abs)0-6 bar | 1 | [5 empty] | 18.270.47 | 15736 | 6250 | 1054.435
108 | Oil Testing Cup OP | Gap setting 2.5 mm | 1 | [5 empty] | 5455.65 | 3831 | 412 | 810.9
109 | Milliammeter D(D) |  | 2 | [5 empty] | 275.29 | 350 | 1350 | 190.8
110 | Lighting Installation Experiment Kit | Equiv. Mod A/EV | 2 | [5 empty] | 12733.73 | 6224 | 10092 | 127.5498
111 | Electrical Heating Installation | Equiv. Mod I/EV | 1 | [5 empty] | 23775.43 | 11446 | 18000 | 30.8036
112 | Alarm Installation Equiv. I/EV Module | Equiv. Mod.L/EV | 1 | [5 empty] | 10678.31 | 5173 | 8000 | 4865.4
113 | Power Station Simulator | Control Room Section, Accessories Stage 1, Accessories Stage 2, Substation Simulator | 1 | [5 empty] | 31878 | 3805 |  | 42180
114 | Program. Logic Trainer Equiv. Mod. PLC 8/EV | Equiv. Mod. PLC 8/EV | 1 | [5 empty] | 10943.29 | 5400 | 3693 | 2086.8
115 | Electric & industrial Inst. Experiment | Equiv. Mod. C/EV | 1 | [5 empty] | 11995.6 | 5852 | 9507 | 265
116 | Visual Basic (Software) | Professional Version, Completed Toolbox | 5 | [5 empty] | 9117.55 | 8290 | 5825 | 492.9
117 | Matlab(Software) | Completed Toolbox and Latest Version | 1 | [5 empty] | 1430 | 2925 | 1706 | 4149.9
118 | Electronic Workbench (EWB-Software) | Completed Toolbox and Latest Version | 5 | [5 empty] | 14950 | 785 | 7375 | 2464.5
119 | Electrical & Electronic Multimedia Software | Fortran, C++, Delphi, Power System Analyzer. (Completed Toolbox and Latest Version and under windows platform) | 1 | [5 empty] | 1992.9 | 4175 | 3425 | 2183.6
120 | CISCO Pack | Cisco Networking Academy Lab. Configuration | 1 | [5 empty] | 13384.8 | 11185 | 3330 | 1282.6
No | Name of Equipment | Technical specification | Qty | [5 empty] | B I D D E R S
Chemistry Study Program | [8 empty] | PT.GRAHA ELEKTRO | PT. GLORIA S.A | PT. ARKKA BUANA | PT. MBT UTAMA
1 | Pipette filler | Chemical resistant, resilient, silicon pipette fillers with glass valves. Fit any pipette with O.D ranging from 3/16 to 3/8"; Red in colour | 15 | [6 empty] | 330 | 150 | 360.53
2 | Pipette Pump Filler/Dispenser | - For pipette up to 0.2 mL (yellow); Case of 12 | 4 | [6 empty] | 84 | 600 | 101.2
|  | - For pipette up to 2 mL (blue); Case of 12 | 4 | [6 empty] | 76 | 520 | 93.61
3 | Volumetric Flasks | Machine-blown bodies, Heavy tubing neck, include polyeyhylene stoppers, Graduation line is sharp and permanent. Large white block letters.
|  | 10 mL (Stopper No. 9); Tolerance: + 0.02 mL (Case of 12) | 1 | [6 empty] | 211 | 60 | 297.275
|  | 25 mL (Stopper No. 9); Tolerance: + 0.03 mL (Case of 12) | 1 | [6 empty] | 250 | 60 | 325.105
|  | 50 mL (Stopper No. 9); Tolerance: + 0.05 mL (Case of 12) | 2 | [6 empty] | 534 | 130 | 698.28
|  | 100 mL (Stopper No. 13); Tolerance: + 0.08 mL (Cs of 12) | 1 | [6 empty] | 278 | 76 | 363.055
|  | 250 mL (Stopper No. 16); Tolerance: + 0.123 mL (Cs of 12) | 1 | [6 empty] | 353 | 100 | 450.34
|  | 500 mL (Stopper No. 19); Tolerance: + 0.20 mL (Cs of 12) | 1 | [6 empty] | 441 | 120 | 578.105
|  | 1000 mL (Stopper No. 22); Tolerance: + 0.30 mL (Cs of 6) | 2 | [6 empty] | 1140 | 200 | 705.87
4 | Filtering Flask | Filtering flask with tubulation (tubulation OD = 10 mm); Heavy walls, flat bottoms, necks finished to give excellent fitting for rubber stoppers. Capacity: 500 mL; Pack of 6 (graduated on sides) | 3 | [6 empty] | 95 | 600 | 535.095
5 | Graduated Flask | Borosilicate glass, blue ceramic enamel graduation, funnel-shaped top;
|  | 10 mL | 7 | [6 empty] | 84 | 42 | 52.9529
|  | 25 mL | 7 | [6 empty] | 119 | 42 | 57.6461
|  | 50 mL | 7 | [6 empty] | 126 | 42 | 67.2095
|  | 100 mL | 7 | [6 empty] | 147 | 70 | 84.3881
|  | 250 mL | 6 | [6 empty] | 150 | 60 | 222.0075
|  | 1000 mL | 5 | [6 empty] | 235 | 75 | 268.18
With Plastic stopper
|  | Capacity: 10 mL, subdivision: 0.1 mL, Stopper No.: 9, Tolerance: + 0.2 mL | 10 | [6 empty] | 180 | 70 | 537.4985
|  | Capacity: 25 mL, subdivision: 0.2 mL, Stopper No.: 9, Tolerance: + 0.3 mL | 10 | [6 empty] | 230 | 70 | 537.4985
|  | Capacity: 100 mL, subdivision: 1 mL, Stopper No.: 9, Tolerance: + 1.0 mL | 10 | [6 empty] | 290 | 70 | 537.4985
6 | Buchner Flask | Porcelain, Plate diameter.: 100mm; diameter of perfed. Area: 77 mm; Height: 160 mm | 6 | [6 empty] | 270 | 210 | 322.4991
7 | Volumetric pipette | Volumetric borosilicate glass pipettes with Certificates of Traceability, calibrated to "delivered", volume accuracy marked on each pipette. Permanent amber markings
|  | Capacity: 0.5 mL; Color Code: 2 Black; Accuracy 0.006 mL, Minimum flow time 5 sec. Case of 12 | 1 | [6 empty] | 69 | 50 | 116.38
|  | Capacity: 1 mL; Color Code:Blue; Accuracy 0.006 mL, Minimum flow time 10 sec. Case of 12 | 2 | [6 empty] | 146 | 90 | 232.76
|  | Capacity: 2 mL; Color Code: Orange; Accuracy 0.006 mL, Minimum flow time 10 sec. Case of 12 | 1 | [6 empty] | 73 | 50 | 116.38
|  | Capacity: 5 mL; Color Code: White; Accuracy 0.01 mL, Minimum flow time 10 sec. Case of 12 | 3 | [6 empty] | 219 | 135 | 349.14
|  | Capacity: 10 mL; Color Code:Red; Accuracy 0.02 mL, Minimum flow time 15 sec. Case of 12 | 3 | [6 empty] | 246 | 135 | 366.2175
|  | Capacity: 25 mL; Color Code: Blue; Accuracy 0.03 mL, Minimum flow time 25 sec. Case of 12 | 3 | [6 empty] | 462 | 30 | 865.26
|  | Capacity: 50 mL; Color code:Red; Accuracy 0.05 mL, Minimum flow time 25 sec. Case of 12 | 3 | [6 empty] | 609 | 48 | 865.26
8 | Support Stand | Tough Rectangular Epoxyn Stands with nickel-plated steel support rod. Rod length: 18",Rrod dia.: 5/16", Base size: 4 x 6" | 16 | [6 empty] | 512 | 480 | 910.8
9 | Ring Supports | Cast-Iron Rings, Sturdy 5/16" ( 7.9 mm) setscrew in integral Clamp locks ring tightly to support stands lattices. Ring center is standard 4 1/2" (11 cm) from support rod center. 2" (51 mm) size ring has lugs for holding crucibles. O.D.: 3" (76 mm); I.D: 2 | 21 | [6 empty] | 315 | 210 | 371.91
10 | Burettes: | Accurate bore tubing in body No. 2 Teflon fluorocarbon resin stopcock and dust cap
|  | - Capacity: 10 mL (subdiv. 5/100 mL), Tol: + 0.02 mL | 15 | [6 empty] | 1665 | 1050 | 2333.925
|  | - Capacity: 50 mL (subdiv. 1/10 mL), Tol: + 0.05 mL | 34 | [6 empty] | 4284 | 3060 | 6064.41
|  | - Capacity: 100 mL (subdiv. 1/10 mL), Tol: + 0.10 mL | 10 | [6 empty] | 1600 | 1000 | 2251.7
11 | Fixed angle clamps | One-piece clamps/holder with fixed jaw angle; Maximum grid size: 1 1/2" (38 mm); Jaw type: Flat | 16 | [6 empty] | 320 | 320 | 389.0128
12 | Filtering Funnel | Diameter: 75 mm | 20 | [6 empty] | 160 | 200 | 288.42
13 | Separatory Funnels | Globe shaped, Narrow bores in bodies just above stopcock. Stem length 175 mm
|  | * Capacity: 250 mL, Stopcock plug No.: 2, Stpper No.: 22 | 10 | [6 empty] | 910 | 900 | 1413.005
|  | * Capacity: 500 mL, Stopcock plug No.: 4, Stpper No.: 27 | 10 | [6 empty] | 1160 | 1700 | 2221.34
|  | * Capacity: 1000 mL, Stopcock plug No.: 4, Stpper No.: 27 | 10 | [6 empty] | 1680 | 1700 | 2593.25
Pear shaped teflon stopcock:, plug and glass stoppers;
|  | - Capacity: 60 m, Stopcock No.: 2, Stopper No.: 16; (Case of 4) | 2 | [6 empty] | 550 | 540 | 859.188
|  | - Capacity:125 m, Stopcock No.: 2, Stopper No.: 22 (Case of 4) | 7 | [6 empty] | 1855 | 1890 | 3255.098
|  | - Capacity:250 m, Stopcock No.: 4, Stopper No.: 22 (Case of 4) | 5 | [6 empty] | 1580 | 1600 | 5485.04
|  | - Capacity: 500 m, Stopcock No.: 4, Stopper No.: 27 (Case of 4) | 2 | [6 empty] | 726 | 730 | 1025.156
|  | - Capacity:1000 m l, Stopcock No.: 4, Stopper No.: 27 | 3 | [6 empty] | 1500 | 1200 | 535.854
14 | Analytical Balance | Capacity: 52/210 g. Readability: 0.01/0.1 mg. Repeatability: ± 0.02/0.1 mg. Linearity: ± 0.03/0.2 mg. Weighing units: g, oz, oz t, dwt, gn, ct, momme, tael (3), costum unit (1). Calibration mass: internal. Output: built-in, bidirectional RS-232 interface | 2 | [6 empty] | 6742 | 9800 | 7562.17
15 | Analytical Balance | Capacity: 110 g. Readability: 0.1 mg. Repeatability: ±0.1 mg . Linearity: ± 0.2 mg. Pan size: 3-1/2" dia. Weighing units: g, oz, oz t, dwt, gn, ct, momme, tael (3), costum unit (1). Calibration mass: internal. Output: built-in, bidirectional RS-232 inter | 5 | [6 empty] | 12195 | 17500 | 7299.05
16 | Petridishes | The tops are marked in blue enamel and the bottom in white enamel to make sorting easier. Bottom also have a triangular enamel reference ponit for serial dillutions. Dia. X H: 100 mm x 10 mm; Pack of 12; | 10 | [6 empty] | 790 | 150 | 910.8
17 | Condenser | Inner and outer joints. Suited for use in vacuum distillation. Hose connections are 10 mm O.D; joint: 24/40, Jacket length: 400 mm. | 7 | [6 empty] | 819 | 770 | 1448.8551
18 | Boiling Flask | Short necks with joint: 24/40
|  | - Capacity: 125 mL; O.D x H: 69 x 120 mm | 5 | [6 empty] | 165 | 100 | 123.97
|  | - Capacity: 250 m; O.D x H: 82 x 135 mm | 6 | [6 empty] | 168 | 120 | 147.246
|  | - Capacity: 500 mL; O.D x H: 103 x 155 mm | 8 | [6 empty] | 272 | 240 | 218.592
|  | - Capacity: 1000 mL; O.D x H: 132 x 185 mm | 9 | [6 empty] | 297 | 360 | 264.132
Three angle neck; Provides maximum asembly and working space. Necks are provided with outer joints;
|  | Capacity: 100 mL with center neck joint: 24/40 and side neck joint: 19/38 | 5 | [6 empty] | 395 | 375 | 739.0762
|  | Capacity: 250 mL with center neck joint: 24/40 and side neck joint: 24/40 | 5 | [6 empty] | 440 | 450 | 850.5227
|  | Capacity: 500 mL with center neck joint: 24/40 and side neck joint: 24/40 | 4 | [6 empty] | 480 | 160 | 633.2084
|  | Capacity: 1000 mL with center neck joint: 24/40 and side neck joint: 24/40 | 4 | [6 empty] | 536 | 540 | 713.3588
19 | Drying Tubes | Inverted form tube with 24/40 inner joint at one end. Other end tooled for No. 2 rubber stopper. Overall length, 7 1/4" (18.3 cm). | 7 | [6 empty] | 427 | 420 | 770.2079
20 | Distillation Apparatus | Condenser tubulation: 10 mm O.D. Condenser jacket length: 200 mm.
|  | - Capacity: 500 mL | 3 | [6 empty] | 666 | 690 | 899.415
|  | - Capacity: 1000 mL | 4 | [6 empty] | 992 | 920 | 1315.6
21 | Soxhlet Apparatus: (Complete Unit) | Consists of Allihn condenser, series Soxhlet extraction tube and flat bottom boiling flask. All connected by interchangeable ground joints. Condenser has 10 mm tubulation.:
|  | - Flask Capacity: 250 mL | 4 | [6 empty] | 988 | 1000 | 1846.9
|  | - Flask Capasity: 500 mL | 4 | [6 empty] | 1112 | 1120 | 1933.64
22 | Electrothernal Electromantle | Features a durable, chemical resistance polypropylene housing; built-in power controller has dial markings from 1 to 10 for repeatability. Manties feature indicators lights; an amber-colored "power on" light and a clear-colored "heater on" light. All mant
|  | - Capacity: 50 mL; 230 V; 60 W; dimensions 10 1/6" x 5" x 7" | 4 | [6 empty] | 884 | 1000 | 1593.9
|  | - Capacity: 100 mL; 230 V; 60 W; dimensions 10 1/6" x 5" x 7" | 5 | [6 empty] | 1150 | 1325 | 2074.6
|  | - Capacity: 50 mL; 230 V; 150 W; dimensions 10 1/6" x 5" x 7" | 6 | [6 empty] | 1518 | 1800 | 2633.73
|  | - Capacity: 50 mL; 230 V; 200 W; dimensions 12 1/6" x 5 2/3" x 9 1/3" | 6 | [6 empty] | 1608 | 1860 | 2831.07
|  | - Capacity: 50 mL; 230 V; 300 W; dimensions 12 1/6" x 5 2/3" x 9 1/3" | 4 | [6 empty] | 1156 | 1400 | 1917.74
|  | - Capacity: 50 mL; 230 V; 500 W; dimensions 15 4/5" x 7 1/25" x 13 4/5" | 2 | [6 empty] | 766 | 900 | 1267.53
|  | - Capacity: 50 mL; 230 V; 300 + 500 W; dimensions 15 4/5" x 7 1/2" x13 4/5" | 2 | [6 empty] | 886 | 1200 | 1431.98
23 | Stir Bar | Mono-mold stir bar kits, egg shaped; box of 12 | 3 | [6 empty] | 378 | 360 | 4212.45
|  | Without spinning ring; box of 18 | 3 | [6 empty] | 255 | 300 | 5601.42
|  | With spinning ring; boxt of 12 | 2 | [6 empty] | 134 | 160 | 1943.04
24 | Beakers | . General purpose graduated Griffin beakers with spouts. Strengthened rim with falre trimmed back. All capacities have double graduated metric scale to indicated approximate content. Extra large marking spot
|  | - Capacity: 50 m, Grad. Range: 10-40 mL, Grad. Interval: 10 mL (Pack of 12) | 5 | [6 empty] | 150 | 150 | 309.925
|  | - Capacity: 100 mL, Grad. Range: 20-80 mL, Grad. Interval: 10 mL (Pack of 12) | 4 | [6 empty] | 128 | 140 | 265.65
| Beakers | - Capacity: 250 mL, Grad. Range: 25-200 mL, Grad. Interval: 25 mL (Pack of 12) | 4 | [6 empty] | 120 | 120 | 27.94
|  | - Capacity: 600 mL, Grad. Range: 50-500 mL, Grad. Interval: 50 mL (Pack of 6) | 4 | [6 empty] | 96 | 80 | 187.22
|  | - Capacity: 1000 mL, Grad. Range: 50-1000 mL, Grad. Interval: 50 mL (Pack of 6) | 4 | [6 empty] | 172 | 160 | 356.73
25 | Zirconium Crucibles | Made from a polished, solid zirconium strip. Size is 1 3/4" diameter (44 mm) at top with 2" diameter (51 mm) covers. Capacity: 35 mL, Height : 1 1/8" | 1 | [6 empty] | 98 | 100 | 103.73
26 | Fused-quartz crucibles | Capacity: 100 mL; Diameter x height: 2 7/16 x 2 5/8" 62 x 66 mm) | 2 | [6 empty] | 76 | 80 | 126.5
27 | Popypropylene Wide-Mouth Bottles: | Capacity: 250 mL; Screw cap size: 43 mm; pack of 12 | 2 | [6 empty] | 60 | 60 | 103.73
|  | Capasity: 500 mL; Screw cap size: 53 mm; pack of 12 | 2 | [6 empty] | 86 | 80 | 148.005
|  | Capacity: 1000 mL; Screw cap size: 63 mm; pack of 6 | 2 | [6 empty] | 70 | 70 | 110.055
28 | Filter Membrane | Hydrophilic Durapore Membranes; Pore size: 0.45 um, white; Diameter: 25mm, type: plain | 2 | [6 empty] | 134 | 160 | 144.21
29 | Stop watches | Timing mode: single event. Timing capacity: 30 min. Resolution : 1/5 sec. Sweep: 60 sec. Case: Brass alloy. Dimensions: 2 1/4" W x 3/4" D. Movement: lever; NIST-traceable: yes. Lens material: plastic. | 6 | [6 empty] | 1224 | 1200 | 1510.41
30 | Dry-Seal Glass Vacuum Desiccator: | Material: glass. Flange OD 12 1/2" (317 mm). Diameter: 10" (250 mm). Total height: 12 3/4" (311 mm). Clearance above plate: 6 9/16" (167 mm). Plate size: 230 mm | 8 | [6 empty] | 3600 | 3920 | 4412.32
31 | Porcelain Desiccator Plate | Glazed on one side, have 5-mm perforations, and a 7/8" center hole. Plate diameter: 230 mm | 8 | [6 empty] | 432 | 440 | 526.24
32 | Ceramic Desiccator Plate | Plates feature numbered quadrants, 24 holes, and a 7/8" center hole. Corrosion resistant, fire-polished nonstick surfacesPlate diameter 230 mm | 8 | [6 empty] | 512 | 560 | 708.4
33 | Vacuum Greease | 5.3 oz | 5 | [6 empty] | 125 | 140 | 158.125
34 | Desiccator | Approximate bowl capacity: 7500 mL. Recommended plate dia: 230 mm. Approx. ID of ground flange: 250 mm. Approx. height: 325 mm. Approx. chamber depth: 130 mm | 5 | [6 empty] | 1640 | 2200 | 2555.3
35 | Accessories for desiccator | Glazed on one side. One large center hole. Without feet. Material: porcelain. Hole diameter: 14 mm. Plate diameter: 230 mm | 5 | [6 empty] | 270 | 200 | 328.9
36 | Variable AC Voltage Controller | Controller include: a 6-ft grounded cord with plug, a three- conductor receptable, pilot light, fuse, and a double pole on/off switch which disconnects both sides of the line to prevent electrical shock. Input voltage: 240; Input Hz: 50/60; Output voltag | 2 | [6 empty] | 1760 | 1200 | 1978.46
37 | Jiffi-Jack Apparatus | Closed height: 3 1/4"; Open height: 18 1/2"; Top plate size 9 1/2" x 10"; Max. support weight: 50 lb | 2 | [6 empty] | 782 | 350 | 728.64
38 | Thermometer | - 20 to 150 oC (division: 1 oC) | 20 | [6 empty] | 420 | 400 | 607.2
|  | - 5 to 300 oC (division: 1oC) | 20 | [6 empty] | 420 | 500 | 581.9
|  | - 5 to 400 oC (division 1 oC) | 20 | [6 empty] | 560 | 600 | 834.9
|  | - For Bohm Calorimeter (19 to 35 oC, div. 0.02 OC | 3 | [6 empty] | 396 | 525 | 694.485
- For Solvent distillation:
|  | 24 to 78 oC (div. 0.2 oC) | 3 | [6 empty] | 126 | 150 | 193.545
|  | 48 to 102 oC (div. 0.2 oC) | 3 | [6 empty] | 126 | 90 | 193.545
39 | Durable Iron Mortar and Pestle set | with 1 qt (946 mL) capacity; OD, 6" (15 cm) | 1 | [6 empty] | 453 | 450 | 771.65
40 | Porcelain Mortar with Pour Lip | Glazed outside except for bottom; rough inside: *OD: 3 1/8" (80 mm) | 3 | [6 empty] | 48 | 45 | 64.52
|  | * OD: 10" (256 mm) | 3 | [6 empty] | 639 | 450 | 838.7
41 | Porcelain Pestles | - For Mortar OD: 3 1/8" | 3 | [6 empty] | 51 | 45 | 60.72
|  | - For Mortar OD: 10" | 3 | [6 empty] | 276 | 210 | 841.84
42 | Erlenmeyer | * 25 mL (teflon fluorocarbonresin coating protects rim to safeguard against chipping. Graduated scales on sides) | 10 | [6 empty] | 40 | 100 | 189.75
|  | * 50 mL (Uniformly thick walls, marking spot, durable white enamel, capacity scale accurate to + 5%) pack of 12 | 1 | [6 empty] | 39 | 65 | 804.54
|  | * 125 mL (Uniformly thick walls, marking spot, durable white enamel, capacity scale accurate to + 5%) pack of 12 | 1 | [6 empty] | 38 | 60 | 850.08
|  | * 250 mL (teflon fluorocarbonresin coating protects rim to safeguard against chipping. Graduated scales on sides) | 10 | [6 empty] | 40 | 100 | 262.4875
|  | * 500 mL (teflon fluorocarbonresin coating protects rim to safeguard against chipping. Graduated scales on sides) | 10 | [6 empty] | 50 | 140 | 318.1475
|  | * 1000 mL (teflon fluorocarbonresin coating protects rim to safeguard against chipping. Graduated scales on sides) | 10 | [6 empty] | 90 | 230 | 385.825
43 | Erlenmeyer with glass stopper | Narrow mouth, graduated scales, marking areas
|  | * Capacity: 25 mL; Stopper No.: 16; case of 12 | 1 | [6 empty] | 182 | 180 | 349.14
|  | * Capacity: 50 mL; Stopper No.: 19; case of 12 | 1 | [6 empty] | 172 | 175 | 333.96
|  | * Capacity: 125 mL; Stopper No.: 22; pack of 6 | 2 | [6 empty] | 210 | 250 | 351.67
|  | * Capacity: 250 mL; Stopper No.: 27; pack of 6 | 2 | [6 empty] | 250 | 300 | 425.04
|  | * Capacity: 1000 mL; Stopper No.: 32; case of 6 | 1 | [6 empty] | 201 | 250 | 759
44 | Automatic burettes with storage bottles | Include clear or amber glass reservoir bottle, rubber stopper, one glass burette with central filling tube, rubber bulb, glass and rubber tubing connections and glass stopcock
|  | 10 mL | 2 | [6 empty] | 200 | 120 | 389.9995
|  | 25 mL | 2 | [6 empty] | 210 | 120 | 407.836
45 | Measuring Pipettes | Feature fire-polished top and tip
|  | * 0.2 mL; Tol: + 0.008 mL; Color Code: black; Pack of 6 | 2 | [6 empty] | 94 | 100 | 174.57
|  | * 1 mL; Tol: + 0.02 mL; Color Code: Red; Case of 12 | 2 | [6 empty] | 166 | 180 | 192.28
|  | * 2 mL; Tol: + 0.02 mL; Color Code: Green; Case of 12 | 2 | [6 empty] | 176 | 180 | 194.81
|  | * 5 mL; Tol: + 0.04 mL; Color Code: blue; Case of 12 | 2 | [6 empty] | 176 | 180 | 237.82
|  | * 10 mL; Tol: + 0.06 mL; Color Code: orange; Case of 12 | 2 | [6 empty] | 206 | 200 | 250.47
|  | * 25 mL; Tol: + 0.1 mL; Color Code: white; Case of 12 | 2 | [6 empty] | 282 | 280 | 318.78
46 | Heat Guns | An adjustment air intake controls air blast temperature (measured 1" from the nozzle of the heat gun). Heat guns measure 8"L x 9 1/2" H, and include a 6-ft neoprene-jacketed cordDual-temperature, low/high, temperature: 93/149 oC, 600 watts, 230 VAC, 60 H | 2 | [6 empty] | 262 | 270 | 301.07
47 | Chromatography Column | Sealed-in coarse porosity (40 to 60 um) fritted disc supports packing. - Chromatography column with fritted disc 11x300mm, nominal volume: 20 mL; plug size: 2 | 2 | [6 empty] | 202 | 200 | 308.66
|  | - Chromatography column with filter disc 22x400mm, nominal volume: 150 mL; plug size: 2 | 2 | [6 empty] | 222.01 | 230 | 361.79
48 | Ostwald Dropping Pipet | Overall height: 8 1/2" (215 mm) | 3 | [6 empty] | 81 | 240 | 284.625
49 | UVex Ultraspec 2000 Spectacles (Pack of 10) | The one piece polycarbonate spectacles feature a molded-in browguard and single lens. Clear lens has 4C+ coating. The coating absorbs > 99.9% of UV radiation. Lens Color: Clear Side shields: vented | 6 | [6 empty] | 528 | 30 | 31.119
50 | Specific Gravity Determination Bottles: | Lamp-blown glass. Acuratelyadjusted to hold stated capacity. Perforated stoppers have two flat sides
|  | 10 mL, height: 70 mm (Case of 6) | 1 | [6 empty] | 114 | 70 | 98.67
|  | 25 mL, height: 85 mm (Case of 6) | 1 | [6 empty] | 132 | 75 | 106.26
51 | 25 mm Glass Microanalysis Vacuum Filter holders and support | Borosilicate glass funnel and base; fritted glass filter support, anodized aluminum spring clamp; neoprene stopper. Funnel capacity: 15 mL. Filtration area: 2.5 cm3. | 2 | [6 empty] | 436 | 400 | 303.6
52 | Weighing Bottle | Lamp blown-glass. Stoppers have sturdy bottom
|  | 50 mL | 10 | [6 empty] | 180 | 170 | 216.6945
|  | 50 mL | 5 | [6 empty] | 195 | 100 | 252.0513
|  | 115 mL | 5 | [6 empty] | 190 | 100 | 248.5093
53 | Silicon Rubber tapes | Total watts: 104, Dimensions (LxW) 4 ft x 1/2", 240 VAC tapes | 2 | [6 empty] | 232 | 220 | 265.65
54 | Mechanical balance | Capacity : 310 g. Readibility: 0.01 g. Weighing unit: g. Beam calibration: front 100 x 10 g, Rear; 200 x 100 g, Dial/Vernier; 10 x 0.01 g. Pan/Plate dimensions 1/2"D x 3 1/2"dia. Housing dimension: 15"W x 12"H x 6" D. Shipping weight: 6 lb ( 2.8 kg) | 4 | [6 empty] | 640 | 1000 | 759
55 | pH meter | Range: pH -1.99 - 16.00, mV + 1999, Temp. -5 to 105 oC. Resolution: pH + 0.01/0.1, mV + 1, Temp. 0.1 oC. Accuracy: pH +0.01; mV +1; temp. +1% of full scale. Temperature compensation: Automatic, -5 to 105 oC with ATC probe, or fixed at 25 oC. Calibratio | 6 | [6 empty] | 6810 | 7500 | 9183.9
56 | Spectronic 20D + Digital spectrophotometer, 220 VAC | Type: digital; wavelength range: 340 - 950 nm; wavelength acuracy ± 2.5 nm 525 nm. Photometric range: transmitance 0 to 100%; absorbance 0 to 1.95 A; concentration 0 to 1.095. Bandwidth: 20 nm. Stray light: <0.5 % T when appropriate stray light filter use | 5 | [6 empty] | 6000 | 12500 | 13725.25
57 | Magnetic stirrer | Speed range (rpm): slow turn to 1500. Temp[erature range: 49 to 371 oC. Max stirring volume: 2.5 . No of stirring positions: one. Top plate dimension (inches): 6 x 6. Top plate material: anodized aluminium. Dimensions: 6 x 6 x 4. Power: 230 VAC, 50 Hz | 5 | [6 empty] | 1930 | 1250 | 1518
58 | Refrigerated incubator shaker | Temperature: 4 to 75 oC. Temperature resolution: 0.1 oC. Temperature uniformity: ± 0.5 oC. Speed: stirring 1 to 2000 rpm, rotaring 1 to 35 rpm, 2 to to cycles per minutes. Dimensions: Chamber 14 1/4" W x 10 1/4" H x 19 1/2" D. Temp accuracy: ± 0.2 oC. Pow | 1 | [6 empty] | 6244 | 5800 | 6293.375
59 | Hot Plate Stirer | Speed range (rpm): slow turn to 1500. Temperature: 49 to 371 oC. Max stirring volume: 2.5 . No of stirring positions: one. Top plate dimension (inches): 6 x 6. Top plate material: Porcelain. Dimensions: 6 x 6 x 4 7/8. Power: 230 VAC, 50 Hz | 2 | [6 empty] | 772 | 720 | 890.56
60 | Atomic Absorption Spectrophotometer 220 VAC | Optics: 250 nm Cart mount Diffracting grating monochromator. Wavelength range: 190 to 900 nm. Wavelength accuracy: ± 0.1 nm. Bandwidth: 0.2, 0.7 or 2.0 nm (selectable). Output: 0 to 1 VAC. VAC/Hz: 220VAC. Dimension: . Weight: 36.0 lb (16.4 kg) | 1 | [6 empty] | 17225 | 11000 | 12648.735
61 | N2O Burner Head | Replaces standars acetylene burner head; N2O flame provide higher temperature (up to 3000 oC) | 1 | [7 empty] | 575 | 669.185
62 | Flame sensor option | Accessory for Atomic Absorption Spectrophotometer | 1 | [7 empty] | 1000 | 929.775
63 | Copper (Cu) Lamp | Lamp for Atomic Absorption Spectrophotometer | 1 | [7 empty] | 200 | 237.82
64 | Electrically Heated Concentric Ring Steaming Bath | Concentric rings can be removed from inner cover outward. Rings are flanged-formed stainless steel. Center ring cover is 1" diameter (25 mm). Rings progress out from cover in 1" (25 mm) increments. Copper-clad immersion heater controlled with 4-position h | 1 | [6 empty] | 1627 | 1300 | 2626.14
65 | Digital Rotary Evaporator System with manual Lift | Feature a brushless, sparkless high-torque motor for constant rotation. Easily adjust speed from 20 to 180 rpm via analog speed dial. Speed resolution: 1 rpm. Water bath operate from 5 oC above ambient to 95 oC. Include a 5-ft cord with three-prong plug f | 1 | [6 empty] | 2829 | 3500 | 4528.7
66 | Transformer for 230 VAC operation | 1500 watts | 1 | [6 empty] | 174 | 160 | 217.58
67 | Vacuum Pump for rotary evaporator | Power: 230 VAC, 50 Hz. Water tank: 10 L. Vacuum port: 3/8" OD hose barbs. Pump measure: 14 3/8"W x 14 3/8"H x 10"D | 1 | [6 empty] | 1023 | 1200 | 1720.4
68 | General-Purpose Mechanical Convection Ovens with digital timer | Capacity: 5 cu ft. Temp range: 40 to 250 oC. Control type: Microprocessor PID. Uniformity: ± 0.8 at 150 oC. Rise time: 10 minutes to 150 oC.Timer: digital timer: from 1 minute to 99 hours, 59 minutes. No of shelves: 2 shelves. Chamber size: 23"W x 18 1/ | 5 | [6 empty] | 14620 | 16500 | 20240
69 | Purpose diaphragm pumps | Max vacuum: 27.5" Hg. Free air capacity: 2.5 cfm (70.8 L/min). Fort size: 10 mm base. Noise level: 45 dBLA or less. Dimensions: 10 1/2" L x 9 1/2" W x 6 1/4" H. Max temperature: 176 oF (80 oC). Watted ports: VITON, Aluminium, polyamide and PVC. Duty cycle | 2 | [6 empty] | 3028 | 3000 | 4275.7
70 | Fistreem® III Single Stills | Capacity: 4 LPH. Resistivity range: 1.0 M-cm. Cooling water consumption: 60 LPH. Water pressure: 15 to 80 psi | 1 | [6 empty] | 4528 | 4500 | 5856.95
71 | Standard Abbe Refractometer | High refractive index model reads up to 1.87000 RI. Range 0 to 95.0% Brix, 1.30000 to 1.7000 RI. Resolution: 0.5% Brix, 0.001 RI. Accuracy: ± 0.1%, ± 0.0002. Display: 3-digit LCD. Power: 115 VAC, 50/60 Hz. Temp Accuracy: ± 0.2 oC. Dimensions: 7-1/16"W x 9 | 2 | [6 empty] | 7946 | 6600 | 9740.5
72 | Ashing Muffle Furnace | Uniformity: ± 2.0 oC at 975 oC. Stability: ± 0.3 oC (at 9000 oC). Rise time: 100 minutes (to 975 oC). Temp range: 100 to 975 oC. Watts: 4400. Furnace come with two dual-purpose stainless steel crucibles trays that accommodate 24, 30-mL porcelain crucibles | 1 | [6 empty] | 5676 | 5400 | 7362.3

## omitted
No. |  |  | Qty | Estimated Cost | PT.GRAHA ELEKTRO | PT. GLORIA S.A | PT. ARKKA BUANA | PT. MBT UTAMA
13 | Digital Signal Processor (DSP) | Equiv. Texas TMX6xxx | 4 | 4500 | 25891.41 | 12776 |  | 2331 | 4 | 4500 | 25891.41 | 12776 |  | 2331
43 | Thyristor Module | 100 V / 12 A | 4 | 25 | 1029.6 | 700 | 820 | 694.416 | 4 | 25 | 1029.6 | 700 | 820 | 694.416
44 | DC Motor Shunt,Series, compound and excitation field | 0,3 KW (Leybold) | 4 | 25 | 11923.68 | 7512 | 9448 | 8041.95 | 4 | 25 | 11923.68 | 7512 | 9448 | 8041.95
47 | Control Unit Two Tul | Equiv. 73512 Leybold | 2 | 2916 | 757.06 | 514 | 600 | 510.6 | 2 | 2916 | 757.06 | 514 | 600 | 510.6
49 | Control Unit Six Pulse Digital | Equiv. 735135 Leybold | 4 | 115 | 3512.75 | 2340 | 2784 | 2606.1024 | 4 | 115 | 3512.75 | 2340 | 2784 | 2606.1024
50 | Triac Module 800 V / 8 A | Equiv. 73504 Leybold | 4 | 572 | 878.19 | 584 | 700 | 592.296 | 4 | 572 | 878.19 | 584 | 700 | 592.296
52 | Digital Tachometer Hand Held | Equiv. 31320 Leybold | 1 | 100 |  | 462 | 547 | 465.9225 | 1 | 100 |  | 462 | 547 | 465.9225
57 | MOSFET Module 500 V / 10 A | Equiv. 735342 Leybold | 4 | 562.565 |  | 3228 | 960 | 816.96 | 4 | 562.565 |  | 3228 | 960 | 816.96
62 | Programmable Logic Controller Option Modules | Including sensors: temperatures, pressure, etc | 2 | 10918.06 | 13820.8 | 8924 | 5322 | 577.2 | 2 | 10918.06 | 13820.8 | 8924 | 5322 | 577.2
65 | Time Switching Interactive Software | Equiv. 58 - 901 | 2 | 747.6 | 1644.72 | 2574 |  | 1208.4 | 2 | 747.6 | 1644.72 | 2574 |  | 1208.4
66 | Stage Group Switching Interactive Software | Equiv. 58 - 902 | 2 | 451.5 | 1644.72 |  |  | 1208.4 | 2 | 451.5 | 1644.72 |  |  | 1208.4
67 | Telephone Traffic Interactive Software | Equiv. 58 - 903 | 2 | 747.6 | 1644.72 |  |  | 1208.4 | 2 | 747.6 | 1644.72 |  |  | 1208.4
68 | Traffic Calculation Interactive Software | Equiv. 58 - 904 | 2 | 747.6 | 1644.72 |  |  | 1208.4 | 2 | 747.6 | 1644.72 |  |  | 1208.4
69 | Packet Transmission Interactive Software | Equiv. 58 - 905 | 1 | 373.8 | 822.36 |  |  | 604.2 | 1 | 373.8 | 822.36 |  |  | 604.2
70 | Packet Switching Queues Interactive Software | Equiv. 58 - 906 | 1 | 373.8 | 822.36 |  |  | 604.2 | 1 | 373.8 | 822.36 |  |  | 604.2
71 | 8085 Simulation Software | O/S Windows, Multiuser | 1 | 105 | 822.36 | 423 |  | 95.4 | 1 | 105 | 822.36 | 423 |  | 95.4
76 | Microcontroller Programmer | Microprocessor 8051/8052 | 4 | 262.5 | 15057.9 | 6392 |  | 1465.2 | 4 | 262.5 | 15057.9 | 6392 |  | 1465.2
80 | Ohmic Load | 3 Independent Ohmic Sector, 21 Single-Phase or DC Active Power Value, 7 Three Phase Active Power Values, Safety Terminal & Protectin with Fuse, AC Power Supply 230 / 400V, DC Power Supply 220 V, Max. Act. Power 2300 W | 1 | 870.45 | 2293.89 | 1635 | 2625 | 148.4 | 1 | 870.45 | 2293.89 | 1635 | 2625 | 148.4
82 | Tachogenerator | Generated Voltage 0.06 Vrev, Rpm Max. 5000, Output Voltage 1:300 Vdc at 5000 rpm, Output Voltage 2 : 10 Vdc at 5000rpm, Protection Ip 44 | 1 | 1041.6 | 1563.33 | 1183 | 1806 | 870.2441 | 1 | 1041.6 | 1563.33 | 1183 | 1806 | 870.2441
85 | Digital Hand-Held Tachometer | Complet, 3 Battereys, 2 Core- Shaped, Speeds Up to 2500 rpm | 2 | 718.2 | 1816.94 | 879 | 1314 | 890.4 | 2 | 426 | 1381.63 | 924 | 1094 | 190.8
87 | Digital Electronic Revolution Counter | Power Supply 230 V / PE-50-60 Hz, Range : 0:9999 rpm, 0:9999 ms(Period), 0:9999 Pulse, 0:99.99 Seconds Timer | 1 | 1043.7 | 2626.99 | 1274 | 1266 | 196.8829 | 1 | 1043.7 | 2626.99 | 1274 | 1266 | 196.8829
94 | AC Motor (Synchoronous) | 0.5 KW | 1 | 115 |  | 1635 | 3040 | 2456.8796 | 1 | 115 |  | 1635 | 3040 | 2456.8796
96 | Load RLC | 3 Resistors 100 ohm, 1A. 1 Resistor 1000 ohm, 220mA. 2 Inductors 50 mH,2.5A. 3 Capasitors 4/8/16 microFarad, 450 Var | 1 | 1.185 |  | 954 | 1132 | 963.7575 | 1 | 1.185 |  | 954 | 1132 | 963.7575
101 | Cassy-Pack | equiv. Leybold Didactic | 2 | 3702 |  | 2668 | 3174 | 2566.0203 | 2 | 3702 |  | 2668 | 3174 | 2566.0203
102 | Measuring Spark Gap MF | Vac: 100KV, Vdc:140KV, Impulse Voltage 140KV, Sphere elctrodes 100mm, Sphere electrodes 50mm, Rod type electrodes 20 mm, weight: 14.5 Kg | 1 | 8798.556 | 18831.33 | 13344 | 6250 | 869.2 | 1 | 8798.556 | 18831.33 | 13344 | 6250 | 869.2
103 | HV silicium Rectifier | Protective resistor 100Kohm, Inverse Peak Voltage 140KV, Rated current 20mA, weight: 9.1 Kg | 1 | 4961.25 | 8497.89 | 6037 | 1250 | 1325 | 1 | 4961.25 | 8497.89 | 6037 | 1250 | 1325
104 | DC Voltmeter (equiv.GM78) | Measuring range 150-75-27.5KV or 300-150-75KV or 450-350-150KV, Weight: 1.1Kg | 1 | 619.4 | 19315.71 | 12999 | 1500 | 141.3829 | 1 | 619.4 | 19315.71 | 12999 | 1500 | 141.3829
107 | Vessel for Vacumm and Pressure DKU | Vac: 100KV, Vdc:140KV, Impulse Voltage 140KV, Max.operating pressure(abs)0-6 bar | 1 | 9352.35 | 18270.47 | 15736 | 6250 | 1054.435 | 1
111 | Electrical Heating Installation | Equiv. Mod I/EV | 1 | 5108.25 | 24714.18 | 11446 | 18000 | 30.8036 | 1 | 5108.25 | 24714.18 | 11446 | 18000 | 30.8036
113 | Power Station Simulator | Control Room Section, Accessories Stage 1, Accessories Stage 2, Substation Simulator | 1 | 14490 | 31878 | 3805 |  | 42180 | 1 | 14490 | 31878 | 3805 |  | 42180
115 | Electric & industrial Inst. Experiment | Equiv. Mod. C/EV | 1 | 6059.55 | 12735.22 | 5852 | 9507 | 265 | 1 | 6059.55 | 12735.22 | 5852 | 9507 | 265
116 | Visual Basic (Software) | Professional Version, Completed Toolbox | 5 | 525 | 9117.55 | 8290 | 5825 | 492.9 | 5 | 525 | 9117.55 | 8290 | 5825 | 492.9
118 | Electronic Workbench (EWB-Software) | Completed Toolbox and Latest Version | 5 | 1312.5 | 14950 | 785 | 7375 | 2464.5 | 5 | 1312.5 | 14950 | 785 | 7375 | 2464.5
120 | CISCO Pack | Cisco Networking Academy Lab. Configuration | 1 | 13700 | 13384.8 | 11185 | 3330 | 1282.6 | 1 | 13700 | 13384.8 | 11185 | 3330 | 1282.6
[5 empty] | 261913.65 | 146136 | 94825 | 82437.4528
[5 empty] | 360260.35 | 257333 | 300175 | 197239.4607

## EL-OM-2
Study Program: Electrical Engineering (omitted-lines) |  |  |  | Qty | Estimated Cost | PT.GRAHA ELEKTRO | PT. GLORIA S.A | PT. ARKKA BUANA | PT. MBT UTAMA | Note
Total OFFERED by BIDDING PARTICIPANTS |  |  |  |  | 280547.1703 | 622174 | 403469 | 395000 | 279676.9135
Basic Electric Lab. (LLD) (NONE)
Radio Telecommunication and Microwave Lab. (Lab. Telkom) (NONE)
Electronic and Devices Lab.(Lab. Elka Divais), Year 1:
13 | Digital Signal Processor (DSP) | Equiv. Texas TMX6xxx | 4 | 4 | 4500 | 25891.41 | 12776 |  | 2331 | Not offered by one
Electrical Machines Lab.(Lab. Mesin Listrik), Year 1 (NONE)
Relay and Measurement Lab.(Lab. Rele dan Pengukuran) (NONE)
Power Electronic Lab. (Lab. Elda), Year 1:
52 | Digital Tachometer Hand Held | Equiv. 31320 Leybold | 1 | 1 | 100 |  | 462 | 547 | 465.9225 | Not offered by one
57 | MOSFET Module 500 V / 10 A | Equiv. 735342 Leybold | 4 | 4 | 562.565 |  | 3228 | 960 | 816.96 | Not offered by one
Control Systems and Instrumentation Lab. (LSKI):
62 | Programmable Logic Controller Option Modules | Including sensors: temperatures, pressure, etc | 2 | 2 | 10918.06 | 13820.8 | 8924 | 5322 | 577.2 | One out of specs (MBT)
Telematic Lab. (Lab. Telmat), Year 2:
65 | Time Switching Interactive Software | Equiv. 58 - 901 | 2 | 2 | 747.6 | 1644.72 | 2574 |  | 1208.4 | Not offered by one
66 | Stage Group Switching Interactive Software | Equiv. 58 - 902 | 2 | 2 | 451.5 | 1644.72 |  |  | 1208.4 | Not offered by two
67 | Telephone Traffic Interactive Software | Equiv. 58 - 903 | 2 | 2 | 747.6 | 1644.72 |  |  | 1208.4 | Not offered by two
68 | Traffic Calculation Interactive Software | Equiv. 58 - 904 | 2 | 2 | 747.6 | 1644.72 |  |  | 1208.4 | Not offered by two
69 | Packet Transmission Interactive Software | Equiv. 58 - 905 | 1 | 1 | 373.8 | 822.36 |  |  | 604.2 | Not offered by two
70 | Packet Switching Queues Interactive Software | Equiv. 58 - 906 | 1 | 1 | 373.8 | 822.36 |  |  | 604.2 | Not offered by two
Computer Lab. (Lab. Komputer):
71 | 8085 Simulation Software | O/S Windows, Multiuser | 1 | 1 | 105 | 822.36 | 423 |  | 95.4 | Not offered by one
Electronic and Devices Lab.(Lab. Elka Divais), Year 2:
76 | Microcontroller Programmer | Microprocessor 8051/8052 | 4 | 4 | 262.5 | 15057.9 | 6392 |  | 1465.2 | Not offered by one
Electrical Machines Lab.(Lab. Mesin Listrik), Year 2:
80 | Ohmic Load | 3 Independent Ohmic Sector, 21 Single-Phase or DC Active Power Value, 7 Three Phase Active Power Values, Safety Terminal & Protectin with Fuse, AC Power Supply 230 / 400V, DC Power Supply 220 V, Max. Act. Power 2300 W | 1 | 1 | 870.45 | 2293.89 | 1635 | 2625 | 148.4 | One out of specs (MBT)
85 | Digital Hand-Held Tachometer | Complet, 3 Battereys, 2 Core- Shaped, Speeds Up to 2500 rpm | 2 | 2 | 426 | 1381.63 | 924 | 1094 | 190.8 | One out of specs (MBT)
87 | Digital Electronic Revolution Counter | Power Supply 230 V / PE-50-60 Hz, Range : 0:9999 rpm, 0:9999 ms(Period), 0:9999 Pulse, 0:99.99 Seconds Timer | 1 | 1 | 1043.7 | 2626.99 | 1274 | 1266 | 196.8829 | One out of specs (MBT)
Power Electronic Lab. (Lab. Elda), Year 2:
94 | AC Motor (Synchoronous) | 0.5 KW | 1 | 1 | 115 |  | 1635 | 3040 | 2456.8796 | Not offered by one
96 | Load RLC | 3 Resistors 100 ohm, 1A. 1 Resistor 1000 ohm, 220mA. 2 Inductors 50 mH,2.5A. 3 Capasitors 4/8/16 microFarad, 450 Var | 1 | 1 | 1.185 |  | 954 | 1132 | 963.7575 | Not offered by one
101 | Cassy-Pack | equiv. Leybold Didactic | 2 | 2 | 3702 |  | 2668 | 3174 | 2566.0203 | Not offered by one
High Voltage Lab. (Lab. Tegangan Tinggi):
102 | Measuring Spark Gap MF | Vac: 100KV, Vdc:140KV, Impulse Voltage 140KV, Sphere elctrodes 100mm, Sphere electrodes 50mm, Rod type electrodes 20 mm, weight: 14.5 Kg | 1 | 1 | 8798.556 | 18831.33 | 13344 | 6250 | 869.2 | One out of specs (MBT)
103 | HV silicium Rectifier | Protective resistor 100Kohm, Inverse Peak Voltage 140KV, Rated current 20mA, weight: 9.1 Kg | 1 | 1 | 4961.25 | 8497.89 | 6037 | 1250 | 1325 | Two out of specs (AB & MBT)
104 | DC Voltmeter (equiv.GM78) | Measuring range 150-75-27.5KV or 300-150-75KV or 450-350-150KV, Weight: 1.1Kg | 1 | 1 | 619.4 | 19315.71 | 12999 | 1500 | 141.3829 | Two out of specs (AB & MBT)
107 | Vessel for Vacumm and Pressure DKU | Vac: 100KV, Vdc:140KV, Impulse Voltage 140KV, Max.operating pressure(abs)0-6 bar | 1 | 1 | 9352.35 | 18270.47 | 15736 | 6250 | 1054.435 | One out of specs (MBT)
109 | Milliammeter D(D) |  | 2 | 2 | 577.5 | 275.29 | 350 | 1350 | 190.8 | One out of specs (MBT)
Power Distribution and Installation Lab.(Lab. Distribusi dan Instalasi):
110 | Lighting Installation Experiment Kit | Equiv. Mod A/EV | 2 | 2 | 1428 | 14611.22 | 6224 | 10092 | 127.5498 | One out of specs (MBT)
111 | Electrical Heating Installation | Equiv. Mod I/EV | 1 | 1 | 5108.25 | 24714.18 | 11446 | 18000 | 30.8036 | One out of specs (MBT)
113 | Power Station Simulator | Control Room Section, Accessories Stage 1, Accessories Stage 2, Substation Simulator | 1 | 1 | 14490 | 31878 | 3805 |  | 42180 | Not offered by one
115 | Electric & industrial Inst. Experiment | Equiv. Mod. C/EV | 1 | 1 | 6059.55 | 12735.22 | 5852 | 9507 | 265 | One out of specs (MBT)
Computer Software Lab.(Lab. Perangkat Lunak):
116 | Visual Basic (Software) | Professional Version, Completed Toolbox | 5 | 5 | 525 | 9117.55 | 8290 | 5825 | 492.9 | One out of specs (MBT)
118 | Electronic Workbench (EWB-Software) | Completed Toolbox and Latest Version | 5 | 5 | 1312.5 | 14950 | 785 | 7375 | 2464.5 | One out of specs (MBT)
Computer Lab.(Lab. Komputer):
120 | CISCO Pack | Cisco Networking Academy Lab. Configuration | 1 | 1 | 13700 | 13384.8 | 11185 | 3330 | 1282.6 | One out of specs (MBT)
|  | Total Omitted |  |  | 77443.216 | 256700.24 | 139922 | 89889 | 68740.5941
|  | New TOTAL |  |  |  | 365473.76 | 263547 | 305111 | 210936.3194
[5 empty] | Elektro | GET | Gloria | Arkabuana | MBT
[6 empty] | 365473.76 | 263547 | 305111 | 210936.3194
[6 empty] | 0 | 0 | 0 | 0

## EL-OM-1
Study Program: Electrical Engineering (after revision) |  |  |  | Qty | Estimated Cost | PT.GRAHA ELEKTRO | PT. GLORIA S.A | PT. ARKKA BUANA | PT. MBT UTAMA
Basic Electric Lab. (LLD)
1 | Oscilloscope | Double Beam 10MHz | 10 | 10 | 7871.9 | 5558 | 6740 | 2500 | 2893.8
2 | DC Power Supply | 0 - 30V / 5A | 10 | 10 | 3780 | 4956 | 4460 | 4500 | 1554
3 | Function Generator | Waveform: sine, square,triangle, ramp, pulse sinewave Output: 1 Hz - I MHz | 5 | 5 | 6559.9 | 1263.5 | 1555 | 710 | 4551
4 | Logic Circuit Module | Equiv. C20/EV | 6 | 6 | 8484 | 22461.96 | 16074 | 14100 | 3663
5 | Electromagnetism Module | Equiv. EB-105 | 1 | 1 | 5858 | 1782.87 | 2195 | 1058 | 2108.34
6 | Counter Register Module | Equiv. C30/EV | 6 | 6 | 6924 | 17170.09 | 8478 | 13608 | 2530.8
7 | Digital LCR Meter | Equiv. EDC - 1620 | 1 | 1 | 1781 | 1345.4 | 257 | 843 | 1476.3
Radio Telecommunication and Microwave Lab. (Lab. Telkom)
8 | Analog Transmision Technology | [5 empty] | 4891 |  | 4694.2649
| (Equiv. TPS 7.2.1 ) Consist of: | CF - Transmitter 20 KHz | 1 | 1 | 351.25 | 838.44 |  | 665
|  | CF - Receiver 20 KHz | 1 | 1 | 317.08 | 758.95 |  | 602
|  | Frequency Multiplier | 1 | 1 | 263.33 | 628.36 |  | 498
|  | PLL - Multiplier | 1 | 1 | 314.58 | 753.27 |  | 597
|  | Frequency Synthesizer | 1 | 1 | 742.92 | 1779.09 |  | 1410
|  | CF - Transmitter 16 KHz | 1 | 1 | 313.75 | 751.38 |  | 596
|  | CF - Receiver 16 KHz | 1 | 1 | 305.83 | 730.56 |  | 580
|  | FM / PM Modulator | 1 | 1 | 287.92 | 543.19 |  | 431
|  | FM / PM Demodulator | 1 | 1 | 287.92 | 543.19 |  | 431
9 | Digital Transmission Technology | [5 empty] | 14514
| (Equiv. TPS 7.2.2.) Consist of : | PAM Modulator | 1 | 1 | 335.4167 | 804.38 |  | 637 | 13968.68
|  | PAM Demodulator | 1 | 1 | 335.4167 | 804.38 |  | 637
|  | PCM modulator | 1 | 1 | 426.25 | 1018.24 |  | 807
|  | PCM Demodulator | 1 | 1 | 325.8333 | 779.77 |  | 618
|  | PTM Modulator | 1 | 1 | 315.8333 | 755.17 |  | 598
|  | PTM Demodulator | 1 | 1 | 253.3333 | 607.54 |  | 482
|  | Delta Modulator | 1 | 1 | 282.9167 | 675.68 |  | 536
|  | Delta Demodulator | 1 | 1 | 273.3333 | 652.96 |  | 517
|  | ASK/FSK/PSK Modulator | 1 | 1 | 365.8333 | 874.4 |  | 693
|  | ASK/PSK Demodulator | 1 | 1 | 205 | 490.2 |  | 388
|  | FSK - Demodulator | 1 | 1 | 205 | 490.2 |  | 388
|  | Noise Source | 1 | 1 | 324.1667 | 775.99 |  | 615
Accessories:
|  | a. Panel Frame | 10 | 10 | 1579.2 | 4315.2 |  | 3420
|  | b. DC Power supply 15 V/3 A | 1 | 1 | 404.58 |  |  | 745
|  | c. Spectrum Analyzer | 1 | 1 | 731.25 | 1748.81 |  | 1386
|  | d. Function Generator 200 kHz, 230 V | 1 | 1 | 1952.92 |  |  | 722
|  | e. Frequency counter 0 … 10 MHz | 1 | 1 | 780 | 1368.38 |  | 1085
|  | f. Digital Storage Oscilloscope 407 | 1 | 1 | 758.33 | 2437.73 |  | 1932
|  | g. Probe 100 MHz 1:1/10:1 | 2 | 2 | 110 | 129.46 |  | 104
|  | h. Analog Multimeter C.A 406 | 1 | 1 | 97.08 | 272.54 |  | 216
|  | I. Set of 10 Bridging plugs, black | 2 | 2 | 34.26 | 84.41 |  | 66
|  | j. Set of 10 bridging plugs with Tap, black | 1 | 1 | 22.08 | 55.27 |  | 45
|  | k. Pair of cables, 100 cm, black | 2 | 2 | 10.84 | 25.74 |  | 22
|  | l. Pair of cable 100 cm, red/blue |  | 1 | 5.42 | 12.87
|  | Manual : Frequency Multiplication | 1 | 1 | 37.02 | 56.78 |  | 56
|  | Manual : Fourier Analysis and Synthe | 1 | 1 | 37.02 | 73.81 |  | 58
|  | Manual : Amplitude Modulation | 1 | 1 | 37.02 | 90.85 |  | 72
|  | Manual : Applied Amplituda Modulation | 1 | 1 | 37.02 | 51.1 |  | 41
|  | Manual : Frequency and Phase Modulation | 1 | 1 | 28.33 | 68.14 |  | 55
|  | Manual : Pulse Code Modulation | 1 | 1 | 50.8333 | 121.13 |  | 96
|  | Manual : Pulse Time Modulation | 1 | 1 | 25 | 60.56 |  | 48
|  | Manual : Delta Modulation | 1 | 1 | 29.1667 | 70.03 |  | 56
|  | Manual : Shift Keying | 1 | 1 | 23.3333 | 56.78 |  | 45
|  | Manual : Noise on Transmission Lines | 1 | 1 | 34.1667 | 81.38 |  | 65
10 | Transmission Lines | [5 empty] | 10120 |  | 11380.95
| (Equiv. TPS 7.2.4 ) Consist of: | Transmission line Model I | 2 | 2 | 240 | 571.58 |  | 454
|  | Transmission line Model II | 1 | 1 | 121.25 | 289.58 |  | 230
|  | Compensation Coil 2X80 mH | 1 | 1 | 308.75 | 738.13 |  | 585
|  | Resistor 300 Ohm 2W | 2 | 2 | 27.5 | 32.55 |  | 26
|  | Resistor 600 Ohm 2 W | 1 | 1 | 6.96 | 16.28 |  | 13
|  | Lock-In Amplifier | 1 | 1 | 1313.33 | 3141.79 |  | 2490
|  | Measurement Bridge | 1 | 1 | 311.67 | 743.81 |  | 590
|  | Star Quad Cable | 1 | 1 | 447.92 | 1071.24 |  | 850
|  | Resistor 100 Ohm 0.5 W | 4 | 4 | 55.68 | 65.11 |  | 52
|  | Capasitor 10 nF 100 V | 1 | 1 | 7.38 | 15.33 |  | 12
|  | Capasitor 47 nF 100 V | 1 | 1 | 7.375 | 15.33 |  | 12
|  | Measurment Bridge | 1 | 1 | 311.67 | 743.81 |  | 590
|  | Set of Coaxial Lines | 1 | 1 | 291.67 | 698.39 |  | 553
|  | Coaxial Adapter | 1 | 1 | 137.08 | 327.43 |  | 260
|  | Resistor 10 Ohm 2 W | 1 | 1 | 6.96 | 16.28 |  | 13
|  | Resistor 100 Ohm 0.5 W | 2 | 2 | 13.92 | 32.55 |  | 26
|  | Capasitor 10 nF 100 V | 1 | 1 | 7.38 | 15.33 |  | 12
|  | Capasitor 0.1 uF 100 V | 1 | 1 | 7.92 | 15.33 |  | 12
|  | a. Panel Frame | 3 | 3 | 473.76 | 1226.44 |  | 975
|  | b. Function generator 12 Mhz | 1 | 1 | 1952.92 |  |  | 3735
|  | c. Digital Storage Oscilloscope | 1 | 1 | 758.33 |  |  | 1932
|  | d. Probe 100 MHz 1:1/10 : 1 | 2 | 2 | 110 |  |  | 104
|  | e. Screen cable BNC | 2 | 2 | 30 | 55.27 |  | 44
|  | f. BNC Cable L 1 meter | 2 | 2 | 32.58 | 25.74 |  | 22
|  | g. Digital Multimeter CA 5220 | 1 | 1 | 116.67 | 280.11 |  | 222
|  | h. Set of Bridging Plugs | 1 | 1 | 17.13 | 42.21 |  | 33
|  | I. Connecting Lead 25 Cm, black | 7 | 7 | 18.06 | 41.07 |  | 35
|  | k. Pair of cable 100 cm red/blue | 1 | 1 | 5.42 | 12.87 |  | 11
|  | l. Pair of cable 200 cm black | 2 | 2 | 10.84 | 25.74 |  | 22
|  | m. Manual : Measurement on two Wire Line | 1 | 1 | 34.17 | 81.38 |  | 65
|  | n. Manual : Measurement on four Wire Line | 1 | 1 | 32.92 | 77.6 |  | 62
|  | o. Manual : Measurement on Coaxial | 1 | 1 | 27.08 | 64.35 |  | 51
Telematic Lab. (Lab. Telmat), Year 1
11 | Digital Exchange Technology | [5 empty] | 8728 |  | 8388.07
| (Equiv. TPS 7.17) Consist of : | Telephone set | 4 | 4 | 731.68 | 878.2 |  | 700
|  | Subscriber Matching Unit | 2 | 2 | 1280.84 | 3066.08 |  | 2430
|  | Multiplexer/Demultiplexer | 1 | 1 | 610 | 1459.23 |  | 1157
|  | Switching Network | 1 | 1 | 1395.42 | 3336.74 |  | 2645
|  | Control Unit | 1 | 1 | 757.5 | 1813.16 |  | 1437
|  | Set of Cables, Supplementary Set | 1 | 1 | 53.33 | 126.81 |  | 101
|  | Software simulation | 1 | 1 | 255.289 | 794.91 |  | 1911
|  | Multi Freq Receiver |  | 1 |  | 1616.32
Electronic and Devices Lab.(Lab. Elka Divais), Year 1
12 | Sensor Trainer | Equiv. Model ED-6800B | 1 | 1 | 4482.677 | 8579.9 | 2831 | 5250 | 5816.4
14 | Analog Trainer | Equiv. Heathkit Educational System-Zenith | 1 | 1 | 1521.45 | 712.6 | 1822 | 437 | 349.8
15 | Altera Programming Hardware Development Boards | CPLD/FPGA, Flex 10K | 3 | 3 | 2094.75 | 2950.2 | 6909 | 1125 | 1282.05
16 | Spectrum Analyzer 1.4 GHz | Equiv. Model DSA-8400 | 1 | 1 |  | 4036.5 | 3829 | 4625 | 4607.61
17 | EPROM Programmer | Equiv. Model EDW-2500 | 1 | 1 | 2965.2 | 994.5 | 3410 | 1375 | 1295.37
18 | Microprocessor Trainer | Equiv. Model MPT-1 | 1 | 1 |  | 354.9 | 2536 | 500 | 214.23
Electrical Machines Lab.(Lab. Mesin Listrik), Year 1
19 | DC Motor/DC Generator with Separated/Composed Excitation | Power: 1000 KV, Armature Voltage: 220 Vdc, Excited Voltage: 220 Vdc, Protection Ip 22, Rpm: 3000 | 1 | 1 | 478.8 | 4379.59 | 2431 | 3471 | 4926.7634
20 | DC Motor, Shunt Compound Series and Excitation Field | Power: 1000 W, Armature Voltage: 220 Vdc, Separated Excited Voltage: 220 Vdc, Rpm: 3000 | 1 | 1 | 707.7 | 5647.66 | 3363 | 4476 | 3713.3385
21 | Series Field Rheostat | Linear Rheostat, Power: 500W, I = 5.6A, Resistance value: 16 Ohm Terminal 3 | 2 | 2 | 1089 | 1188.58 | 578 | 942 | 574.52
22 | Regulated Power Supply | Vin: 230 Vac, Current: 15 A | 1 | 1 | 870 | 2137.1 | 415 | 2222 | 2410.9488
23 | Single Phase Transformer | Power: 1000 VA, Primary Voltage: 230V/50Hz, Secondary Voltage 1:1:0-53-200-400 V, Secondary Voltage 2:0-115-230 V, Protection Ip 22, Integrated Thermal Protector | 3 | 3 | 1824 | 3327.27 | 2187 | 2640 | 1378.62
24 | Three Phase Transformer | Power: 1000 VA, Primary Voltage: 230/400/346 V /50Hz, Delta/Star/Zig-Zag Connection, Secondary Voltage 230/400/346 V, Protection Ip 22, Integrated Thermal Protector | 2 | 2 | 1914 | 2922.25 | 1548 | 2702 | 1633.92
25 | Moving Coil Amperemeter | DC/AC Measurement, Accuracy 0.5 %, Range: 60-120-300-600 mA | 6 | 6 | 1512 | 4292.52 | 2184 | 2490 | 1335.6
26 | Moving Coil Voltmeter | DC/AC Measurement, Accuracy 0.5 %, Range: 60-120-300-600 V | 6 | 6 | 1203.3 | 4451.52 | 2232 | 2670 | 1335.6
27 | Electronic wattmeter with Power Factor | DC/AC Measurement, Accuracy 0.5 %, Range: 60-120-300-600 V | 4 | 4 | 1197 | 3376.48 | 1840 | 2248 | 890.4
Relay and Measurement Lab.(Lab. Rele dan Pengukuran)
28 | Center Tab Transformer | CT 20 KV/2 CIR 0.5/5P | 2 | 2 | 220.5 | 1170 | 2024 | 924 | 1049.4
29 | Power Transformer | PT 20 KV/1Core | 2 | 2 | 2793 | 1690 | 2294 | 1200 | 1017.6
30 | Regulating Trafo | 220/0-220 Vac | 3 | 3 | 4147.5 | 780 | 1755 | 603 | 1701.3
31 | Over Current Relay | Type MCGG 52 / MR1315E5 | 2 | 2 | 840 | 2460.44 | 1970 | 7864 | 221.4425
32 | Directional Current Relay | Type METI - 11 / MR-1315R2D | 2 | 2 | 630 | 9463.24 | 7680 | 15934 | 238.9741
33 | Standart Amperemeter | 0 - 5A , 0 - 50 A, 0 - 500 A | 8 | 8 | 210 | 2195.47 | 1400 | 128 | 1480.74
34 | Standart Voltmeter | 0 -50 Vac , 0 -250 Vac, 0 - 1000 Vac | 6 | 6 | 210 | 1646.6 | 1050 | 846 | 1110.555
35 | Resetable Digital Clock |  | 4 | 4 | 50 | 263.46 | 232 | 208 | 75.26
36 | 3 Phase Voltage Shifter | 3x40 VA, Type DC - 40 - T | 2 | 2 | 50 | 520 | 5896 | 13250 | 854.7
Power Electronic Lab. (Lab. Elda), Year 1
37 | AC/DC Digital Voltmeter & Amperemeter | Equiv. 88 - 116 | 4 | 4 | 50 | 2142.48 | 1356 | 1700 | 250.0328
38 | Moving Iron Voltmeter & Amperemeter | Equiv. 68 - 114 | 4 | 4 | 1105.944 | 627.6 | 420 | 500 | 890.4
39 | AC/DC Power Wattmeter | Equiv. 727 - 11 | 4 | 4 | 1575 | 2611.85 | 1660 | 2068 | 5034.516
40 | Load Power Electronic | 73509, 3R 100Ohm, 1 A, 2L 50 mH, 3C 4/8/16 uF | 1 | 1 | 3702 | 1428.95 | 954 | 1132 | 963.7575
41 | Oscilloscope | Double beam 10 Mhz | 2 | 2 | 100 | 1111.6 | 1310 | 446 | 578.76
42 | Cassy-Pack | Equiv. 726307 Leybold | 2 | 2 | 470 | 4004.84 | 2668 | 3174 | 2701.074
43 | Thyristor Module | 100 V / 12 A | 4 | 4 | 25 | 1029.6 | 700 | 820 | 694.416
44 | DC Motor Shunt,Series, compound and excitation field | 0,3 KW (Leybold) | 4 | 4 | 25 | 11923.68 | 7512 | 9448 | 8041.95
45 | RMS meter | equiv. S05127-1G | 2 | 2 | 626 | 3440.83 | 2294 | 2726 | 2320.677
46 | Power Meter | equiv. S05127-1T | 2 | 2 | 695 | 3732.3 | 2492 | 2960 | 2517.258
47 | Control Unit Two Tul | Equiv. 73512 Leybold | 2 | 2 | 2916 | 757.06 | 514 | 600 | 510.6
48 | PID Controller | Equiv. 734061 Leybold | 1 | 1 | 100 | 836.55 | 556 | 663 | 564.213
49 | Control Unit Six Pulse Digital | Equiv. 735135 Leybold | 4 | 4 | 115 | 3512.75 | 2340 | 2784 | 2606.1024
50 | Triac Module 800 V / 8 A | Equiv. 73504 Leybold | 4 | 4 | 572 | 878.19 | 584 | 700 | 592.296
51 | Sinchoronous Motor 300 W | Equiv. 73237 Leybold | 1 | 1 | 935 | 3834.5 | 1635 | 3040 | 2456.8796
53 | Phase Control -Fault Simulator | Equiv. 735390 Leybold | 1 | 1 | 100 | 1128.02 | 755 | 895 | 760.794
54 | IGBT 1000 V 10 A | Equiv. 735346 Leybold | 4 | 4 | 860 | 1150.73 | 772 | 912 | 776.112
55 | Mosfet 500 V / 10 A | Equiv. 735342 Leybold | 4 | 4 | 100 | 1211.29 | 816 | 960 | 816.96
56 | Control Unit PWM, PFM | Equiv. 735341 Leybold | 1 | 1 | 770 | 1037.17 | 690 | 822 | 699.522
58 | DC Power Supply | Equiv. 72686 Leybold | 1 | 1 | 2730 | 938.75 | 626 | 745 | 633.144
59 | Function Generator 200 KHz 230 V | Equiv. 726961 Leybold | 1 | 1 |  | 910.36 | 311 | 722 | 613.9965
Control Systems and Instrumentation Lab. (LSKI)
60 | PC Based Integrated Digital storage Oscilloscope | PCI Extension slot compatible, 100MHz, Dual Beam | 4 | 4 | 5040 | 17160 | 8232 | 10500 | 4770
61 | PC Based Parallel Port Logic Analyzer | PCI Extension slot compatible | 2 | 2 | 2625 | 4914 | 1966 | 3250 | 1696
Telematic Lab. (Lab. Telmat), Year 2
63 | Mobile CDMA Trainer | Equiv. ED-2930 | 1 | 1 |  | 8152.9 | 4063 | 6500 | 5254.74
64 | ISDN Technology (Equiv. MTS 7.1.2) Consist of : |  |  |  |  | 8672.11 | 10120 |  | 17055.0612
| ISDN Panel | Equiv. 735912 Leybold | 1 | 1 | 463.33 |  |  | 6873
| ISDN Telephone Exchange Board | Equiv. 735913 Leybold | 1 | 1 | 962.92
| ISDN Telephone | Equiv. 735915 Leybold | 3 | 3 | 347.49
| ISDN Tester | Equiv. 735916 Leybold | 1 | 1 | 2965.56
| ISDN Adapter | Equiv. 735917 Leybold | 1 | 1 | 225
| Star Quad Cable | Equiv. 736481 Leybold | 1 | 1 | 447.92 |  |  | 850
| Measurment Bridge | Equiv. 736451 Leybold | 1 | 1 | 311.67 |  |  | 590
| Resistor 100 Ohm 0,5 Watt | Equiv. 57701 Leybold | 2 | 2 | 13.92 |  |  | 26
| Capasitor 10 nF 100V | Equiv. 57810 Leybold | 1 | 1 | 7.38 |  |  | 12
| Capasitor 47 nF 100V | Equiv. 57811 Leybold | 1 | 1 | 7.38 |  |  | 12
| PAM Modulator | Equiv. 736061 Leybold | 1 | 1 | 335.42 |  |  | 637
| PAM Demodulator | Equiv. 736071 Leybold | 1 | 1 | 335.42 |  |  | 637
| PCM Modulator | Equiv. 736101 Leybold | 1 | 1 | 426.25 |  |  | 807
| PCM Demodulator | Equiv. 736111 Leybold | 1 | 1 | 325.83 |  |  | 618
| Data Source/Parity Generator | Equiv. 73693 Leybold | 1 | 1 | 438.75 | 1050.42 |  | 832
| Displey/Parity Check Indicator | Equiv. 73692 Leybold | 1 | 1 | 317.08 | 758.95 |  | 602
| AMI/HDB3 Coder | Equiv. 73694 Leybold | 1 | 1 | 200.42 | 478.84 |  | 380
| AMI/HDB3 Decoder | Equiv. 73691 Leybold | 1 | 1 | 217.92 | 520.48 |  | 412
| Resistor 4.7 Kohm 2 Watt | Equiv. 57752 Leybold | 1 | 1 | 6.96 | 16.28 |  | 13
| Capasitor 10 nF 100V | Equiv. 57810 Leybold | 1 | 1 | 7.38 |  |  | 12
Accessories :
| a. Panel Frame-T130 Two Level | Equiv. 72609 Leybold | 1 | 1 | 171.25 |  |  | 325
| b. DC - Power Supply 15 V / 3A | Equiv. 72686 Leybold | 1 | 1 | 404.58 |  |  | 745
| c. Spectrum Analyzer | Equiv. 72694 Leybold | 1 | 1 | 731.25 |  |  | 1386
| d. Function Generator 200 KHz , 230 V | Equiv. 726961 Leybold | 2 | 2 | 760.84 | 1820.73 |  | 1444
| e. BNC Cable L = 1 M | Equiv. 50102 Leybold | 3 | 3 | 48.87 |  |  | 33
| f. Analog Multimeter C.A. 406 | Equiv. 53116 Leybold | 1 | 1 | 27.5 |  |  | 216
| g. Set 10 Bridging Plugs Black | Equiv. 501511 Leybold | 3 | 3 | 48.87 |  |  | 99
| h. Pair of Cables 100 CM, Black | Equiv. 501461 Leybold | 2 | 2 | 185.84 |  |  | 22
| I. Set of Cables | Equiv. 735991 Leybold | 1 | 1 | 17.13 | 300.93 |  | 238
| j. Digital Storage Oscilloscope | Equiv. 578263 Leybold | 1 | 1 | 5.42 |  |  | 1932
| k. Probe 100 MHz 1:1/10:1 | Equiv. 578231 Leybold | 2 | 2 | 251.66 |  |  | 104
| V24 Connection Cables SP | Equiv. 728088 Leybold | 1 | 1 | 28.33 | 68.14 |  | 55
| Adapter Cable | Equiv. 667932 Leybold | 1 | 1 | 13.21 | 31.8 |  | 26
| Disk : Digital Exchange Technology | Equiv. 73587 Leybold | 1 | 1 | 332.92 |  |  | 630
| Manual : Telephone Exchange Technology | Equiv. 568632 Leybold | 1 | 1 | 118.33 | 283.9 |  | 225
| Manual : Transmission Lines In Comm. | Equiv. 568542 Leybold | 1 | 1 | 32.92 |  |  | 62
| Manual : Pulse Code Modulation | Equiv. 564002 Leybold | 1 | 1 | 50.83 | 149.52 |  | 96
| Manual : Baseband Data Transmission | Equiv. 568452 Leybold | 1 | 1 | 62.5 | 105.99 |  | 118
Computer Lab. (Lab. Komputer)
72 | PC-AT WaveLAN Wireless Adapter | 915 MHz ; DS 2 Mbps | 2 | 2 | 1312.5 | 325 | 1638 | 1750 | 1542.9
73 | Multicap Serial - Wave FH | 1.6 Mbps*100 mW 150 m, 18 Km | 2 | 2 | 2625 | 1105 | 3276 | 2375 | 2608.13
Electronic and Devices Lab.(Lab. Elka Divais), Year 2
74 | Semiconductor Trainer Kit | Equiv. Model ED-2100(u) | 1 | 1 | 4100 | 1046.5 | 3602 | 3125 | 2285.89
75 | Digital Trainer | Equiv. Heathkit Educational System-Zenith | 1 | 1 | 1633.596 | 2240.7 | 816 | 462 | 349.8
77 | Oscilloscope | Double Beam 10 MHz | 1 | 1 | 787.19 | 555.8 | 674 | 223 | 289.38
78 | Function Generator | Waveform: sine,square,triangle,ramp,pulse sinewave. output : 1 Hz - 1 MHz | 1 | 1 | 1311.98 | 252.7 | 311 | 142 | 869.2
79 | OP-AMP Trainer: Analog Circuit Demonstrator | Equiv. Model ED-6600 | 1 | 1 | 2188.02 | 4632.6 | 456 | 4000 | 593.6
Electrical Machines Lab.(Lab. Mesin Listrik), Year 2
81 | Digital Wattmeter | Range 0 - 100 W / 50 Hz | 3 | 3 | 374.85 | 6137.85 | 3861 | 2061 | 912.66
82 | Tachogenerator | Generated Voltage 0.06 Vrev, Rpm Max. 5000, Output Voltage 1:300 Vdc at 5000 rpm, Output Voltage 2 : 10 Vdc at 5000rpm, Protection Ip 44 | 1 | 1 | 1041.6 | 1563.33 | 1183 | 1806 | 870.2441
83 | Digital Torque Meter | Power Supply 230 V/PE-50-60 Hz, 3-1/2 Digit Read Out, Range Max. 0:19.99 Kg-Max Resolution 10 g, Range Max. 0:199.9 Nm.Maxresolution 0.001Nm | 2 | 2 | 1980.3 | 5541.67 | 2560 | 4392 | 1719.32
84 | Three Phase Synchronous Generator With Rotating Inductor | Selector : 2 Kg/2 Nm ; 20 Kg/200 Nm | 1 | 1 | 1044.75 | 3312.13 | 3691 | 2625 | 3607.5
86 | Generator Shunt Field Rheostat | Linear Rheostat, Power 500 W, Current 0,5A Resistance Value 200 Ohm, Terminals 3 | 3 | 3 | 718.2 | 1816.94 | 879 | 1314 | 890.4
88 | Three Phase Synchronous Motor | Power 1000 VA, Voltage 230 / 400 V, 50 Hz, 3000 rpm, 2 Pulse excitation Voltage 220 Vdc, Delta/Star Connection, Protection IP 22, Integrated Thermal Protector | 1 | 1 | 1044.75 | 7479.74 | 3691 | 2625 | 5449.301
89 | Variable Capasitive Load | 3 Independent Capacitive sector, 21 Single Phase Reactive Power Value, 7 Three Pahase Reactive Power Value, Safety Thermal and Protection with fuse, Power Supply 230 V / 400 V - 50 Hz, Max Oppearent Power 1350 VA | 1 | 1 | 870.45 | 1109.09 | 1423 | 2172 | 748.029
90 | Three Phase Slip Asynchronous Motor | Power 1000 W, Voltage 230/400 V - 50 Hz, 3000 rpm, 2 pole rotor Voltage 400 V, Delta/Star Connection, Protection IP 22, Integrated Thermal Protector | 1 | 1 | 1038.45 | 5108.25 | 906 | 2367 | 3273.0098
91 | Digital/Optical Contact Tachometer | Power Supply 230 V / PE-50-60 Hz, Digital Display ( 4 Digit), Range : 0:9999 rpm, 0:9999 ms(Period), 0:9999 Pulse, 0:99.99 Seconds Timer, Microprocessor with CPU Z80 | 1 | 1 | 990.15 | 480.32 | 1274 | 337 | 286.2
92 | Universal Motor | Power 260/330 W, Voltage 230 Vac-50 Hz/230 Vdc, 3000 rpm, Protection IP 22, Integrated Thermal Protector | 1 | 1 | 1206.45 | 1703.38 | 1572 | 2526 | 1148.85
Power Electronic Lab. (Lab. Elda), Year 2
93 | DC Motor Driver | 220V/2.2A | 1 | 1 | 115 | 2396.09 | 2091 | 2965 | 1535.2466
95 | AC Motor (Asynchronous) | 0.5 KW | 1 | 1 | 115 | 1364.6 | 767 | 1082 | 920.3565
97 | Cyclo - Converter | equiv. Leybold Didactic | 1 | 1 | 1050 | 2134.91 | 1422 | 1692 | 1367.8974
98 | Transformer 45 / 90 3 N | Equiv. 72680 Leybold | 1 | 1 | 1009 | 1218.86 | 813 | 966 | 822.066
99 | PLC Trainer | Equiv. S7 - Siemens - PLC - 8/EV | 1 | 1 | 3794.67 | 4659.69 | 7726 | 3693 | 2985.6058
100 | DC Power Supply | 15V/3A | 1 | 1 | 25 | 1398.41 | 618 | 745 | 633.144
High Voltage Lab. (Lab. Tegangan Tinggi)
105 | Space Bar for Alluminium Tube D(F) | Length 592 mm | 1 | 1 | 173.25 | 322.92 | 345 | 87 | 318
106 | Double Beam Oscilloscope 10 MHz | Double Beam 10 MHz | 1 | 1 | 787.19 | 555.8 | 674 | 223 | 289.38
108 | Oil Testing Cup OP | Gap setting 2.5 mm | 1 | 1 | 885.15 | 5455.65 | 3831 | 412 | 810.9
Power Distribution and Installation Lab.(Lab. Distribusi dan Instalasi)
112 | Alarm Installation Equiv. I/EV Module | Equiv. Mod.L/EV | 1 | 1 | 5380.2 | 11617.06 | 5173 | 8000 | 4865.4
114 | Program. Logic Trainer Equiv. Mod. PLC 8/EV | Equiv. Mod. PLC 8/EV | 1 | 1 | 4089.75 | 10943.29 | 5400 | 3693 | 2086.8
Computer Software Lab.(Lab. Perangkat Lunak)
117 | Matlab(Software) | Completed Toolbox and Latest Version | 1 | 1 | 525 | 1430 | 2925 | 1706 | 4149.9
119 | Electrical & Electronic Multimedia Software | Fortran, C++, Delphi, Power System Analyzer. (Completed Toolbox and Latest Version and under windows platform) | 1 | 1 | 10200 | 9942.4 | 4175 | 3425 | 2183.6
|  | Total |  |  | 187566.4543 | 365473.76 | 263547 | 305111 | 210936.3194
[5 empty] | Elektro | GET | Gloria | Arkabuana | MBT

## ELEKTRO
Study Program: Electrical Engineering |  |  |  | Qty | Estimated Cost | PT.GRAHA ELEKTRO | PT. GLORIA S.A | PT. ARKKA BUANA | PT. MBT UTAMA
1 | Oscilloscope | Double Beam 10MHz | 10 | 10 | 7871.9 | 5558 | 6740 | 2500 | 2893.8
2 | DC Power Supply | 0 - 30V / 5A | 10 | 10 | 3780 | 4956 | 4460 | 4500 | 1554
3 | Function Generator | Waveform: sine, square,triangle, ramp, pulse sinewave Output: 1 Hz - I MHz | 5 | 5 | 6559.9 | 1263.5 | 1555 | 710 | 4551
4 | Logic Circuit Module | Equiv. C20/EV | 6 | 6 | 8484 | 22461.96 | 16074 | 14100 | 3663
5 | Electromagnetism Module | Equiv. EB-105 | 1 | 1 | 5858 | 1782.87 | 2195 | 1058 | 2108.34
6 | Counter Register Module | Equiv. C30/EV | 6 | 6 | 6924 | 17170.09 | 8478 | 13608 | 2530.8
7 | Digital LCR Meter | Equiv. EDC - 1620 | 1 | 1 | 1781 | 1345.4 | 257 | 843 | 1476.3
8 | Analog Transmision Technology | [5 empty] | 4891 |  | 4694.2649
| (Equiv. TPS 7.2.1 ) Consist of: | CF - Transmitter 20 KHz | 1 | 1 | 351.25 | 838.44 |  | 665
|  | CF - Receiver 20 KHz | 1 | 1 | 317.08 | 758.95 |  | 602
|  | Frequency Multiplier | 1 | 1 | 263.33 | 628.36 |  | 498
|  | PLL - Multiplier | 1 | 1 | 314.58 | 753.27 |  | 597
|  | Frequency Synthesizer | 1 | 1 | 742.92 | 1779.09 |  | 1410
|  | CF - Transmitter 16 KHz | 1 | 1 | 313.75 | 751.38 |  | 596
|  | CF - Receiver 16 KHz | 1 | 1 | 305.83 | 730.56 |  | 580
|  | FM / PM Modulator | 1 | 1 | 287.92 | 543.19 |  | 431
|  | FM / PM Demodulator | 1 | 1 | 287.92 | 543.19 |  | 431
9 | Digital Transmission Technology | [5 empty] | 14514
| (Equiv. TPS 7.2.2.) Consist of : | PAM Modulator | 1 | 1 | 335.4167 | 804.38 |  | 637 | 13968.68
|  | PAM Demodulator | 1 | 1 | 335.4167 | 804.38 |  | 637
|  | PCM modulator | 1 | 1 | 426.25 | 1018.24 |  | 807
|  | PCM Demodulator | 1 | 1 | 325.8333 | 779.77 |  | 618
|  | PTM Modulator | 1 | 1 | 315.8333 | 755.17 |  | 598
|  | PTM Demodulator | 1 | 1 | 253.3333 | 607.54 |  | 482
|  | Delta Modulator | 1 | 1 | 282.9167 | 675.68 |  | 536
|  | Delta Demodulator | 1 | 1 | 273.3333 | 652.96 |  | 517
|  | ASK/FSK/PSK Modulator | 1 | 1 | 365.8333 | 874.4 |  | 693
|  | ASK/PSK Demodulator | 1 | 1 | 205 | 490.2 |  | 388
|  | FSK - Demodulator | 1 | 1 | 205 | 490.2 |  | 388
|  | Noise Source | 1 | 1 | 324.1667 | 775.99 |  | 615
Accessories :
|  | a. Panel Frame | 10 | 10 | 1579.2 | 4315.2 |  | 3420
|  | b. DC Power supply 15 V/3 A | 1 | 1 | 404.58 |  |  | 745
|  | c. Spectrum Analyzer | 1 | 1 | 731.25 | 1748.81 |  | 1386
|  | d. Function Generator 200 kHz, 230 V | 1 | 1 | 1952.92 |  |  | 722
|  | e. Frequency counter 0 … 10 MHz | 1 | 1 | 780 | 1368.38 |  | 1085
|  | f. Digital Storage Oscilloscope 407 | 1 | 1 | 758.33 | 2437.73 |  | 1932
|  | g. Probe 100 MHz 1:1/10:1 | 2 | 2 | 110 | 129.46 |  | 104
|  | h. Analog Multimeter C.A 406 | 1 | 1 | 97.08 | 272.54 |  | 216
|  | I. Set of 10 Bridging plugs, black | 2 | 2 | 34.26 | 84.41 |  | 66
|  | j. Set of 10 bridging plugs with Tap, black | 1 | 1 | 22.08 | 55.27 |  | 45
|  | k. Pair of cables, 100 cm, black | 2 | 2 | 10.84 | 25.74 |  | 22
|  | l. Pair of cable 100 cm, red/blue |  | 1 | 5.42 | 12.87
|  | Manual : Frequency Multiplication | 1 | 1 | 37.02 | 56.78 |  | 56
|  | Manual : Fourier Analysis and Synthe | 1 | 1 | 37.02 | 73.81 |  | 58
|  | Manual : Amplitude Modulation | 1 | 1 | 37.02 | 90.85 |  | 72
|  | Manual : Applied Amplituda Modulation | 1 | 1 | 37.02 | 51.1 |  | 41
|  | Manual : Frequency and Phase Modulation | 1 | 1 | 28.33 | 68.14 |  | 55
|  | Manual : Pulse Code Modulation | 1 | 1 | 50.8333 | 121.13 |  | 96
|  | Manual : Pulse Time Modulation | 1 | 1 | 25 | 60.56 |  | 48
|  | Manual : Delta Modulation | 1 | 1 | 29.1667 | 70.03 |  | 56
|  | Manual : Shift Keying | 1 | 1 | 23.3333 | 56.78 |  | 45
|  | Manual : Noise on Transmission Lines | 1 | 1 | 34.1667 | 81.38 |  | 65
10 | Transmission Lines | [5 empty] | 10120 |  | 11380.95
| (Equiv. TPS 7.2.4 ) Consist of: | Transmission line Model I | 2 | 2 | 240 | 571.58 |  | 454
|  | Transmission line Model II | 1 | 1 | 121.25 | 289.58 |  | 230
|  | Compensation Coil 2X80 mH | 1 | 1 | 308.75 | 738.13 |  | 585
|  | Resistor 300 Ohm 2W | 2 | 2 | 27.5 | 32.55 |  | 26
|  | Resistor 600 Ohm 2 W | 1 | 1 | 6.96 | 16.28 |  | 13
|  | Lock-In Amplifier | 1 | 1 | 1313.33 | 3141.79 |  | 2490
|  | Measurement Bridge | 1 | 1 | 311.67 | 743.81 |  | 590
|  | Star Quad Cable | 1 | 1 | 447.92 | 1071.24 |  | 850
|  | Resistor 100 Ohm 0.5 W | 4 | 4 | 55.68 | 65.11 |  | 52
|  | Capasitor 10 nF 100 V | 1 | 1 | 7.38 | 15.33 |  | 12
|  | Capasitor 47 nF 100 V | 1 | 1 | 7.375 | 15.33 |  | 12
|  | Measurment Bridge | 1 | 1 | 311.67 | 743.81 |  | 590
|  | Set of Coaxial Lines | 1 | 1 | 291.67 | 698.39 |  | 553
|  | Coaxial Adapter | 1 | 1 | 137.08 | 327.43 |  | 260
|  | Resistor 10 Ohm 2 W | 1 | 1 | 6.96 | 16.28 |  | 13
|  | Resistor 100 Ohm 0.5 W | 2 | 2 | 13.92 | 32.55 |  | 26
|  | Capasitor 10 nF 100 V | 1 | 1 | 7.38 | 15.33 |  | 12
|  | Capasitor 0.1 uF 100 V | 1 | 1 | 7.92 | 15.33 |  | 12
Accessories :
|  | a. Panel Frame | 3 | 3 | 473.76 | 1226.44 |  | 975
|  | b. Function generator 12 Mhz | 1 | 1 | 1952.92 |  |  | 3735
|  | c. Digital Storage Oscilloscope | 1 | 1 | 758.33 |  |  | 1932
|  | d. Probe 100 MHz 1:1/10 : 1 | 2 | 2 | 110 |  |  | 104
|  | e. Screen cable BNC | 2 | 2 | 30 | 55.27 |  | 44
|  | f. BNC Cable L 1 meter | 2 | 2 | 32.58 | 25.74 |  | 22
|  | g. Digital Multimeter CA 5220 | 1 | 1 | 116.67 | 280.11 |  | 222
|  | h. Set of Bridging Plugs | 1 | 1 | 17.13 | 42.21 |  | 33
|  | I. Connecting Lead 25 Cm, black | 7 | 7 | 18.06 | 41.07 |  | 35
|  | k. Pair of cable 100 cm red/blue | 1 | 1 | 5.42 | 12.87 |  | 11
|  | l. Pair of cable 200 cm black | 2 | 2 | 10.84 | 25.74 |  | 22
|  | m. Manual : Measurement on two Wire Line | 1 | 1 | 34.17 | 81.38 |  | 65
|  | n. Manual : Measurement on four Wire Line | 1 | 1 | 32.92 | 77.6 |  | 62
|  | o. Manual : Measurement on Coaxial | 1 | 1 | 27.08 | 64.35 |  | 51
11 | Digital Exchange Technology | [5 empty] | 8728 |  | 8388.07
| (Equiv. TPS 7.17) Consist of : | Telephone set | 4 | 4 | 731.68 | 878.2 |  | 700
|  | Subscriber Matching Unit | 2 | 2 | 1280.84 | 3066.08 |  | 2430
|  | Multiplexer/Demultiplexer | 1 | 1 | 610 | 1459.23 |  | 1157
|  | Switching Network | 1 | 1 | 1395.42 | 3336.74 |  | 2645
|  | Control Unit | 1 | 1 | 757.5 | 1813.16 |  | 1437
|  | Set of Cables, Supplementary Set | 1 | 1 | 53.33 | 126.81 |  | 101
|  | Software simulation | 1 | 1 | 255.289 | 794.91 |  | 1911
|  | Multi Freq Receiver |  | 1 |  | 1616.32
12 | Sensor Trainer | Equiv. Model ED-6800B | 1 | 1 | 4482.677 | 8579.9 | 2831 | 5250 | 5816.4
13 | Digital Signal Processor (DSP) | Equiv. Texas TMX6xxx | 4 | 4 | 4500 | 25891.41 | 12776 |  | 2331
14 | Analog Trainer | Equiv. Heathkit Educational System-Zenith | 1 | 1 | 1521.45 | 712.6 | 1822 | 437 | 349.8
15 | Altera Programming Hardware Development Boards | CPLD/FPGA, Flex 10K | 3 | 3 | 2094.75 | 2950.2 | 6909 | 1125 | 1282.05
16 | Spectrum Analyzer 1.4 GHz | Equiv. Model DSA-8400 | 1 | 1 |  | 4036.5 | 3829 | 4625 | 4607.61
17 | EPROM Programmer | Equiv. Model EDW-2500 | 1 | 1 | 2965.2 | 994.5 | 3410 | 1375 | 1295.37
18 | Microprocessor Trainer | Equiv. Model MPT-1 | 1 | 1 |  | 354.9 | 2536 | 500 | 214.23
19 | DC Motor/DC Generator with Separated/Composed Excitation | Power: 1000 KV, Armature Voltage: 220 Vdc, Excited Voltage: 220 Vdc, Protection Ip 22, Rpm: 3000 | 1 | 1 | 478.8 | 4379.59 | 2431 | 3471 | 4926.7634
20 | DC Motor, Shunt Compound Series and Excitation Field | Power: 1000 W, Armature Voltage: 220 Vdc, Separated Excited Voltage: 220 Vdc, Rpm: 3000 | 1 | 1 | 707.7 | 5647.66 | 3363 | 4476 | 3713.3385
21 | Series Field Rheostat | Linear Rheostat, Power: 500W, I = 5.6A, Resistance value: 16 Ohm Terminal 3 | 2 | 2 | 1089 | 1188.58 | 578 | 942 | 574.52
22 | Regulated Power Supply | Vin: 230 Vac, Current: 15 A | 1 | 1 | 870 | 2137.1 | 415 | 2222 | 2410.9488
23 | Single Phase Transformer | Power: 1000 VA, Primary Voltage: 230V/50Hz, Secondary Voltage 1:1:0-53-200-400 V, Secondary Voltage 2:0-115-230 V, Protection Ip 22, Integrated Thermal Protector | 3 | 3 | 1824 | 3327.27 | 2187 | 2640 | 1378.62
24 | Three Phase Transformer | Power: 1000 VA, Primary Voltage: 230/400/346 V /50Hz, Delta/Star/Zig-Zag Connection, Secondary Voltage 230/400/346 V, Protection Ip 22, Integrated Thermal Protector | 2 | 2 | 1914 | 2922.25 | 1548 | 2702 | 1633.92
25 | Moving Coil Amperemeter | DC/AC Measurement, Accuracy 0.5 %, Range: 60-120-300-600 mA | 6 | 6 | 1512 | 4292.52 | 2184 | 2490 | 1335.6
26 | Moving Coil Voltmeter | DC/AC Measurement, Accuracy 0.5 %, Range: 60-120-300-600 V | 6 | 6 | 1203.3 | 4451.52 | 2232 | 2670 | 1335.6
27 | Electronic wattmeter with Power Factor | DC/AC Measurement, Accuracy 0.5 %, Range: 60-120-300-600 V | 4 | 4 | 1197 | 3376.48 | 1840 | 2248 | 890.4
28 | Center Tab Transformer | CT 20 KV/2 CIR 0.5/5P | 2 | 2 | 220.5 | 1170 | 2024 | 924 | 1049.4
29 | Power Transformer | PT 20 KV/1Core | 2 | 2 | 2793 | 1690 | 2294 | 1200 | 1017.6
30 | Regulating Trafo | 220/0-220 Vac | 3 | 3 | 4147.5 | 780 | 1755 | 603 | 1701.3
31 | Over Current Relay | Type MCGG 52 / MR1315E5 | 2 | 2 | 840 | 2460.44 | 1970 | 7864 | 221.4425
32 | Directional Current Relay | Type METI - 11 / MR-1315R2D | 2 | 2 | 630 | 9463.24 | 7680 | 15934 | 238.9741
33 | Standart Amperemeter | 0 - 5A , 0 - 50 A, 0 - 500 A | 8 | 8 | 210 | 2195.47 | 1400 | 128 | 1480.74
34 | Standart Voltmeter | 0 -50 Vac , 0 -250 Vac, 0 - 1000 Vac | 6 | 6 | 210 | 1646.6 | 1050 | 846 | 1110.555
35 | Resetable Digital Clock |  | 4 | 4 | 50 | 263.46 | 232 | 208 | 75.26
36 | 3 Phase Voltage Shifter | 3x40 VA, Type DC - 40 - T | 2 | 2 | 50 | 520 | 5896 | 13250 | 854.7
37 | AC/DC Digital Voltmeter & Amperemeter | Equiv. 88 - 116 | 4 | 4 | 50 | 2142.48 | 1356 | 1700 | 250.0328
38 | Moving Iron Voltmeter & Amperemeter | Equiv. 68 - 114 | 4 | 4 | 1105.944 | 627.6 | 420 | 500 | 890.4
39 | AC/DC Power Wattmeter | Equiv. 727 - 11 | 4 | 4 | 1575 | 2611.85 | 1660 | 2068 | 5034.516
40 | Load Power Electronic | 73509, 3R 100Ohm, 1 A, 2L 50 mH, 3C 4/8/16 uF | 1 | 1 | 3702 | 1428.95 | 954 | 1132 | 963.7575
41 | Oscilloscope | Double beam 10 Mhz | 2 | 2 | 100 | 1111.6 | 1310 | 446 | 578.76
42 | Cassy-Pack | Equiv. 726307 Leybold | 2 | 2 | 470 | 4004.84 | 2668 | 3174 | 2701.074
43 | Thyristor Module | 100 V / 12 A | 4 | 4 | 25 | 1029.6 | 700 | 820 | 694.416
44 | DC Motor Shunt,Series, compound and excitation field | 0,3 KW (Leybold) | 4 | 4 | 25 | 11923.68 | 7512 | 9448 | 8041.95
45 | RMS meter | equiv. S05127-1G | 2 | 2 | 626 | 3440.83 | 2294 | 2726 | 2320.677
46 | Power Meter | equiv. S05127-1T | 2 | 2 | 695 | 3732.3 | 2492 | 2960 | 2517.258
47 | Control Unit Two Tul | Equiv. 73512 Leybold | 2 | 2 | 2916 | 757.06 | 514 | 600 | 510.6
48 | PID Controller | Equiv. 734061 Leybold | 1 | 1 | 100 | 836.55 | 556 | 663 | 564.213
49 | Control Unit Six Pulse Digital | Equiv. 735135 Leybold | 4 | 4 | 115 | 3512.75 | 2340 | 2784 | 2606.1024
50 | Triac Module 800 V / 8 A | Equiv. 73504 Leybold | 4 | 4 | 572 | 878.19 | 584 | 700 | 592.296
51 | Sinchoronous Motor 300 W | Equiv. 73237 Leybold | 1 | 1 | 935 | 3834.5 | 1635 | 3040 | 2456.8796
52 | Digital Tachometer Hand Held | Equiv. 31320 Leybold | 1 | 1 | 100 |  | 462 | 547 | 465.9225
53 | Phase Control -Fault Simulator | Equiv. 735390 Leybold | 1 | 1 | 100 | 1128.02 | 755 | 895 | 760.794
54 | IGBT 1000 V 10 A | Equiv. 735346 Leybold | 4 | 4 | 860 | 1150.73 | 772 | 912 | 776.112
55 | Mosfet 500 V / 10 A | Equiv. 735342 Leybold | 4 | 4 | 100 | 1211.29 | 816 | 960 | 816.96
56 | Control Unit PWM, PFM | Equiv. 735341 Leybold | 1 | 1 | 770 | 1037.17 | 690 | 822 | 699.522
57 | MOSFET Module 500 V / 10 A | Equiv. 735342 Leybold | 4 | 4 | 562.565 |  | 3228 | 960 | 816.96
58 | DC Power Supply | Equiv. 72686 Leybold | 1 | 1 | 2730 | 938.75 | 626 | 745 | 633.144
59 | Function Generator 200 KHz 230 V | Equiv. 726961 Leybold | 1 | 1 |  | 910.36 | 311 | 722 | 613.9965
60 | PC Based Integrated Digital storage Oscilloscope | PCI Extension slot compatible, 100MHz, Dual Beam | 4 | 4 | 5040 | 17160 | 8232 | 10500 | 4770
61 | PC Based Parallel Port Logic Analyzer | PCI Extension slot compatible | 2 | 2 | 2625 | 4914 | 1966 | 3250 | 1696
62 | Programmable Logic Controller Option Modules | Including sensors: temperatures, pressure, etc | 2 | 2 | 10918.06 | 13820.8 | 8924 | 5322 | 577.2
63 | Mobile CDMA Trainer | Equiv. ED-2930 | 1 | 1 |  | 8152.9 | 4063 | 6500 | 5254.74
64 | ISDN Technology (Equiv. MTS 7.1.2) Consist of : |  |  |  |  | 8672.11 | 10120 |  | 17055.0612
| ISDN Panel | Equiv. 735912 Leybold | 1 | 1 | 463.33 |  |  | 6873
| ISDN Telephone Exchange Board | Equiv. 735913 Leybold | 1 | 1 | 962.92
| ISDN Telephone | Equiv. 735915 Leybold | 3 | 3 | 347.49
| ISDN Tester | Equiv. 735916 Leybold | 1 | 1 | 2965.56
| ISDN Adapter | Equiv. 735917 Leybold | 1 | 1 | 225
| Star Quad Cable | Equiv. 736481 Leybold | 1 | 1 | 447.92 |  |  | 850
| Measurment Bridge | Equiv. 736451 Leybold | 1 | 1 | 311.67 |  |  | 590
| Resistor 100 Ohm 0,5 Watt | Equiv. 57701 Leybold | 2 | 2 | 13.92 |  |  | 26
| Capasitor 10 nF 100V | Equiv. 57810 Leybold | 1 | 1 | 7.38 |  |  | 12
| Capasitor 47 nF 100V | Equiv. 57811 Leybold | 1 | 1 | 7.38 |  |  | 12
| PAM Modulator | Equiv. 736061 Leybold | 1 | 1 | 335.42 |  |  | 637
| PAM Demodulator | Equiv. 736071 Leybold | 1 | 1 | 335.42 |  |  | 637
| PCM Modulator | Equiv. 736101 Leybold | 1 | 1 | 426.25 |  |  | 807
| PCM Demodulator | Equiv. 736111 Leybold | 1 | 1 | 325.83 |  |  | 618
| Data Source/Parity Generator | Equiv. 73693 Leybold | 1 | 1 | 438.75 | 1050.42 |  | 832
| Displey/Parity Check Indicator | Equiv. 73692 Leybold | 1 | 1 | 317.08 | 758.95 |  | 602
| AMI/HDB3 Coder | Equiv. 73694 Leybold | 1 | 1 | 200.42 | 478.84 |  | 380
| AMI/HDB3 Decoder | Equiv. 73691 Leybold | 1 | 1 | 217.92 | 520.48 |  | 412
| Resistor 4.7 Kohm 2 Watt | Equiv. 57752 Leybold | 1 | 1 | 6.96 | 16.28 |  | 13
| Capasitor 10 nF 100V | Equiv. 57810 Leybold | 1 | 1 | 7.38 |  |  | 12
Accessories :
| a. Panel Frame-T130 Two Level | Equiv. 72609 Leybold | 1 | 1 | 171.25 |  |  | 325
| b. DC - Power Supply 15 V / 3A | Equiv. 72686 Leybold | 1 | 1 | 404.58 |  |  | 745
| c. Spectrum Analyzer | Equiv. 72694 Leybold | 1 | 1 | 731.25 |  |  | 1386
| d. Function Generator 200 KHz , 230 V | Equiv. 726961 Leybold | 2 | 2 | 760.84 | 1820.73 |  | 1444
| e. BNC Cable L = 1 M | Equiv. 50102 Leybold | 3 | 3 | 48.87 |  |  | 33
| f. Analog Multimeter C.A. 406 | Equiv. 53116 Leybold | 1 | 1 | 27.5 |  |  | 216
| g. Set 10 Bridging Plugs Black | Equiv. 501511 Leybold | 3 | 3 | 48.87 |  |  | 99
| h. Pair of Cables 100 CM, Black | Equiv. 501461 Leybold | 2 | 2 | 185.84 |  |  | 22
| I. Set of Cables | Equiv. 735991 Leybold | 1 | 1 | 17.13 | 300.93 |  | 238
| j. Digital Storage Oscilloscope | Equiv. 578263 Leybold | 1 | 1 | 5.42 |  |  | 1932
| k. Probe 100 MHz 1:1/10:1 | Equiv. 578231 Leybold | 2 | 2 | 251.66 |  |  | 104
| V24 Connection Cables SP | Equiv. 728088 Leybold | 1 | 1 | 28.33 | 68.14 |  | 55
| Adapter Cable | Equiv. 667932 Leybold | 1 | 1 | 13.21 | 31.8 |  | 26
| Disk : Digital Exchange Technology | Equiv. 73587 Leybold | 1 | 1 | 332.92 |  |  | 630
| Manual : Telephone Exchange Technology | Equiv. 568632 Leybold | 1 | 1 | 118.33 | 283.9 |  | 225
| Manual : Transmission Lines In Comm. | Equiv. 568542 Leybold | 1 | 1 | 32.92 |  |  | 62
| Manual : Pulse Code Modulation | Equiv. 564002 Leybold | 1 | 1 | 50.83 | 149.52 |  | 96
| Manual : Baseband Data Transmission | Equiv. 568452 Leybold | 1 | 1 | 62.5 | 105.99 |  | 118
65 | Time Switching Interactive Software | Equiv. 58 - 901 | 2 | 2 | 747.6 | 1644.72 | 2574 |  | 1208.4
66 | Stage Group Switching Interactive Software | Equiv. 58 - 902 | 2 | 2 | 451.5 | 1644.72 |  |  | 1208.4
67 | Telephone Traffic Interactive Software | Equiv. 58 - 903 | 2 | 2 | 747.6 | 1644.72 |  |  | 1208.4
68 | Traffic Calculation Interactive Software | Equiv. 58 - 904 | 2 | 2 | 747.6 | 1644.72 |  |  | 1208.4
69 | Packet Transmission Interactive Software | Equiv. 58 - 905 | 1 | 1 | 373.8 | 822.36 |  |  | 604.2
70 | Packet Switching Queues Interactive Software | Equiv. 58 - 906 | 1 | 1 | 373.8 | 822.36 |  |  | 604.2
71 | 8085 Simulation Software | O/S Windows, Multiuser | 1 | 1 | 105 | 822.36 | 423 |  | 95.4
72 | PC-AT WaveLAN Wireless Adapter | 915 MHz ; DS 2 Mbps | 2 | 2 | 1312.5 | 325 | 1638 | 1750 | 1542.9
73 | Multicap Serial - Wave FH | 1.6 Mbps*100 mW 150 m, 18 Km | 2 | 2 | 2625 | 1105 | 3276 | 2375 | 2608.13
74 | Semiconductor Trainer Kit | Equiv. Model ED-2100(u) | 1 | 1 | 4100 | 1046.5 | 3602 | 3125 | 2285.89
75 | Digital Trainer | Equiv. Heathkit Educational System-Zenith | 1 | 1 | 1633.596 | 2240.7 | 816 | 462 | 349.8
76 | Microcontroller Programmer | Microprocessor 8051/8052 | 4 | 4 | 262.5 | 15057.9 | 6392 |  | 1465.2
77 | Oscilloscope | Double Beam 10 MHz | 1 | 1 | 787.19 | 555.8 | 674 | 223 | 289.38
78 | Function Generator | Waveform: sine,square,triangle,ramp,pulse sinewave. output : 1 Hz - 1 MHz | 1 | 1 | 1311.98 | 252.7 | 311 | 142 | 869.2
79 | OP-AMP Trainer: Analog Circuit Demonstrator | Equiv. Model ED-6600 | 1 | 1 | 2188.02 | 4632.6 | 456 | 4000 | 593.6
80 | Ohmic Load | 3 Independent Ohmic Sector, 21 Single-Phase or DC Active Power Value, 7 Three Phase Active Power Values, Safety Terminal & Protectin with Fuse, AC Power Supply 230 / 400V, DC Power Supply 220 V, Max. Act. Power 2300 W | 1 | 1 | 870.45 | 2293.89 | 1635 | 2625 | 148.4
81 | Digital Wattmeter | Range 0 - 100 W / 50 Hz | 3 | 3 | 374.85 | 6137.85 | 3861 | 2061 | 912.66
82 | Tachogenerator | Generated Voltage 0.06 Vrev, Rpm Max. 5000, Output Voltage 1:300 Vdc at 5000 rpm, Output Voltage 2 : 10 Vdc at 5000rpm, Protection Ip 44 | 1 | 1 | 1041.6 | 1563.33 | 1183 | 1806 | 870.2441
83 | Digital Torque Meter | Power Supply 230 V/PE-50-60 Hz, 3-1/2 Digit Read Out, Range Max. 0:19.99 Kg-Max Resolution 10 g, Range Max. 0:199.9 Nm.Maxresolution 0.001Nm | 2 | 2 | 1980.3 | 5541.67 | 2560 | 4392 | 1719.32
84 | Three Phase Synchronous Generator With Rotating Inductor | Selector : 2 Kg/2 Nm ; 20 Kg/200 Nm | 1 | 1 | 1044.75 | 3312.13 | 3691 | 2625 | 3607.5
85 | Digital Hand-Held Tachometer | Complet, 3 Battereys, 2 Core- Shaped, Speeds Up to 2500 rpm | 2 | 2 | 426 | 1381.63 | 924 | 1094 | 190.8
86 | Generator Shunt Field Rheostat | Linear Rheostat, Power 500 W, Current 0,5A Resistance Value 200 Ohm, Terminals 3 | 3 | 3 | 718.2 | 1816.94 | 879 | 1314 | 890.4
87 | Digital Electronic Revolution Counter | Power Supply 230 V / PE-50-60 Hz, Range : 0:9999 rpm, 0:9999 ms(Period), 0:9999 Pulse, 0:99.99 Seconds Timer | 1 | 1 | 1043.7 | 2626.99 | 1274 | 1266 | 196.8829
88 | Three Phase Synchronous Motor | Power 1000 VA, Voltage 230 / 400 V, 50 Hz, 3000 rpm, 2 Pulse excitation Voltage 220 Vdc, Delta/Star Connection, Protection IP 22, Integrated Thermal Protector | 1 | 1 | 1044.75 | 7479.74 | 3691 | 2625 | 5449.301
89 | Variable Capasitive Load | 3 Independent Capacitive sector, 21 Single Phase Reactive Power Value, 7 Three Pahase Reactive Power Value, Safety Thermal and Protection with fuse, Power Supply 230 V / 400 V - 50 Hz, Max Oppearent Power 1350 VA | 1 | 1 | 870.45 | 1109.09 | 1423 | 2172 | 748.029
90 | Three Phase Slip Asynchronous Motor | Power 1000 W, Voltage 230/400 V - 50 Hz, 3000 rpm, 2 pole rotor Voltage 400 V, Delta/Star Connection, Protection IP 22, Integrated Thermal Protector | 1 | 1 | 1038.45 | 5108.25 | 906 | 2367 | 3273.0098
91 | Digital/Optical Contact Tachometer | Power Supply 230 V / PE-50-60 Hz, Digital Display ( 4 Digit), Range : 0:9999 rpm, 0:9999 ms(Period), 0:9999 Pulse, 0:99.99 Seconds Timer, Microprocessor with CPU Z80 | 1 | 1 | 990.15 | 480.32 | 1274 | 337 | 286.2
92 | Universal Motor | Power 260/330 W, Voltage 230 Vac-50 Hz/230 Vdc, 3000 rpm, Protection IP 22, Integrated Thermal Protector | 1 | 1 | 1206.45 | 1703.38 | 1572 | 2526 | 1148.85
93 | DC Motor Driver | 220V/2.2A | 1 | 1 | 115 | 2396.09 | 2091 | 2965 | 1535.2466
94 | AC Motor (Synchoronous) | 0.5 KW | 1 | 1 | 115 |  | 1635 | 3040 | 2456.8796
95 | AC Motor (Asynchronous) | 0.5 KW | 1 | 1 | 115 | 1364.6 | 767 | 1082 | 920.3565
96 | Load RLC | 3 Resistors 100 ohm, 1A. 1 Resistor 1000 ohm, 220mA. 2 Inductors 50 mH,2.5A. 3 Capasitors 4/8/16 microFarad, 450 Var | 1 | 1 | 1.185 |  | 954 | 1132 | 963.7575
97 | Cyclo - Converter | equiv. Leybold Didactic | 1 | 1 | 1050 | 2134.91 | 1422 | 1692 | 1367.8974
98 | Transformer 45 / 90 3 N | Equiv. 72680 Leybold | 1 | 1 | 1009 | 1218.86 | 813 | 966 | 822.066
99 | PLC Trainer | Equiv. S7 - Siemens - PLC - 8/EV | 1 | 1 | 3794.67 | 4659.69 | 7726 | 3693 | 2985.6058
100 | DC Power Supply | 15V/3A | 1 | 1 | 25 | 1398.41 | 618 | 745 | 633.144
101 | Cassy-Pack | equiv. Leybold Didactic | 2 | 2 | 3702 |  | 2668 | 3174 | 2566.0203
102 | Measuring Spark Gap MF | Vac: 100KV, Vdc:140KV, Impulse Voltage 140KV, Sphere elctrodes 100mm, Sphere electrodes 50mm, Rod type electrodes 20 mm, weight: 14.5 Kg | 1 | 1 | 8798.556 | 18831.33 | 13344 | 6250 | 869.2
103 | HV silicium Rectifier | Protective resistor 100Kohm, Inverse Peak Voltage 140KV, Rated current 20mA, weight: 9.1 Kg | 1 | 1 | 4961.25 | 8497.89 | 6037 | 1250 | 1325
104 | DC Voltmeter (equiv.GM78) | Measuring range 150-75-27.5KV or 300-150-75KV or 450-350-150KV, Weight: 1.1Kg | 1 | 1 | 619.4 | 19315.71 | 12999 | 1500 | 141.3829
105 | Space Bar for Alluminium Tube D(F) | Length 592 mm | 1 | 1 | 173.25 | 322.92 | 345 | 87 | 318
106 | Double Beam Oscilloscope 10 MHz | Double Beam 10 MHz | 1 | 1 | 787.19 | 555.8 | 674 | 223 | 289.38
107 | Vessel for Vacumm and Pressure DKU | Vac: 100KV, Vdc:140KV, Impulse Voltage 140KV, Max.operating pressure(abs)0-6 bar | 1 | 1 | 9352.35 | 18270.47 | 15736 | 6250 | 1054.435
108 | Oil Testing Cup OP | Gap setting 2.5 mm | 1 | 1 | 885.15 | 5455.65 | 3831 | 412 | 810.9
109 | Milliammeter D(D) |  | 2 | 2 | 577.5 | 275.29 | 350 | 1350 | 190.8
110 | Lighting Installation Experiment Kit | Equiv. Mod A/EV | 2 | 2 | 1428 | 14611.22 | 6224 | 10092 | 127.5498
111 | Electrical Heating Installation | Equiv. Mod I/EV | 1 | 1 | 5108.25 | 24714.18 | 11446 | 18000 | 30.8036
112 | Alarm Installation Equiv. I/EV Module | Equiv. Mod.L/EV | 1 | 1 | 5380.2 | 11617.06 | 5173 | 8000 | 4865.4
113 | Power Station Simulator | Control Room Section, Accessories Stage 1, Accessories Stage 2, Substation Simulator | 1 | 1 | 14490 | 31878 | 3805 |  | 42180
114 | Program. Logic Trainer Equiv. Mod. PLC 8/EV | Equiv. Mod. PLC 8/EV | 1 | 1 | 4089.75 | 10943.29 | 5400 | 3693 | 2086.8
115 | Electric & industrial Inst. Experiment | Equiv. Mod. C/EV | 1 | 1 | 6059.55 | 12735.22 | 5852 | 9507 | 265
116 | Visual Basic (Software) | Professional Version, Completed Toolbox | 5 | 5 | 525 | 9117.55 | 8290 | 5825 | 492.9
117 | Matlab(Software) | Completed Toolbox and Latest Version | 1 | 1 | 525 | 1430 | 2925 | 1706 | 4149.9
118 | Electronic Workbench (EWB-Software) | Completed Toolbox and Latest Version | 5 | 5 | 1312.5 | 14950 | 785 | 7375 | 2464.5
119 | Electrical & Electronic Multimedia Software | Fortran, C++, Delphi, Power System Analyzer. (Completed Toolbox and Latest Version and under windows platform) | 1 | 1 | 10200 | 9942.4 | 4175 | 3425 | 2183.6
120 | CISCO Pack | Cisco Networking Academy Lab. Configuration | 1 | 1 | 13700 | 13384.8 | 11185 | 3330 | 1282.6
|  | Total |  |  | 280547.1703 | 622174 | 403469 | 395000 | 279676.9135
[5 empty] | Elektro | GET | Gloria | Arkabuana | MBT

## KIMIA
No | Name of Equipment | Technical specification | Qty | Unit Price |  | Estimate Cost |  | PT.GRAHA ELEKTRO | PT. GLORIA S.A | PT. ARKKA BUANA | PT. MBT UTAMA
|  |  |  | US $ | Rp | US $ | Rp
Chemistry Study Program
1 | Pipette filler | Chemical resistant, resilient, silicon pipette fillers with glass valves. Fit any pipette with O.D ranging from 3/16 to 3/8"; Red in colour | 15 | 21.9882 |  | 329.8235 |  | 424.95 | 330 | 150 | 360.53
2 | Pipette Pump Filler/Dispenser | - For pipette up to 0.2 mL (yellow); Case of 12 | 4 | 197.1529 |  | 788.6118 |  | 752.64 | 84 | 600 | 101.2
|  | - For pipette up to 2 mL (blue); Case of 12 | 4 | 179.3647 |  | 717.4588 |  | 511.08 | 76 | 520 | 93.61
3 | Volumetric Flasks | Machine-blown bodies, Heavy tubing neck, include polyeyhylene stoppers, Graduation line is sharp and permanent. Large white block letters.
|  | 10 mL (Stopper No. 9); Tolerance: + 0.02 mL (Case of 12) | 1 | 354.9 |  | 354.9 |  | 233.91 | 211 | 60 | 297.275
|  | 25 mL (Stopper No. 9); Tolerance: + 0.03 mL (Case of 12) | 1 | 386.1 |  | 386.1 |  | 246.61 | 250 | 60 | 325.105
|  | 50 mL (Stopper No. 9); Tolerance: + 0.05 mL (Case of 12) | 2 | 412.1 |  | 824.2 |  | 530.94 | 534 | 130 | 698.28
|  | 100 mL (Stopper No. 13); Tolerance: + 0.08 mL (Cs of 12) | 1 | 439.4 |  | 439.4 |  | 275.37 | 278 | 76 | 363.055
|  | 250 mL (Stopper No. 16); Tolerance: + 0.123 mL (Cs of 12) | 1 | 574.6 |  | 574.6 |  | 341.57 | 353 | 100 | 450.34
|  | 500 mL (Stopper No. 19); Tolerance: + 0.20 mL (Cs of 12) | 1 | 679.9 |  | 679.9 |  | 438.97 | 441 | 120 | 578.105
|  | 1000 mL (Stopper No. 22); Tolerance: + 0.30 mL (Cs of 6) | 2 | 412.1 |  | 824.2 |  | 554.42 | 1140 | 200 | 705.87
4 | Filtering Flask | Filtering flask with tubulation (tubulation OD = 10 mm); Heavy walls, flat bottoms, necks finished to give excellent fitting for rubber stoppers. Capacity: 500 mL; Pack of 6 (graduated on sides) | 3 | 211.5 |  | 634.5 |  | 324.21 | 95 | 600 | 535.095
5 | Graduated Flask | Borosilicate glass, blue ceramic enamel graduation, funnel-shaped top;
|  | 10 mL | 7 | 36.1941 |  | 253.3588 |  | 24.85 | 84 | 42 | 52.9529
|  | 25 mL | 7 | 37.5529 |  | 262.8706 |  | 26.18 | 119 | 42 | 57.6461
|  | 50 mL | 7 | 44.1 |  | 308.7 |  | 26.88 | 126 | 42 | 67.2095
|  | 100 mL | 7 | 57.4412 |  | 402.0882 |  | 31.99 | 147 | 70 | 84.3881
|  | 250 mL | 6 | 73.2529 |  | 439.5176 |  | 48.66 | 150 | 60 | 222.0075
|  | 1000 mL | 5 | 73.1541 |  | 365.7706 |  | 109.95 | 235 | 75 | 268.18
With Plastic stopper
|  | Capacity: 10 mL, subdivision: 0.1 mL, Stopper No.: 9, Tolerance: + 0.2 mL | 10 | 18.2824 |  | 182.8235 |  | 71.8 | 180 | 70 | 537.4985
|  | Capacity: 25 mL, subdivision: 0.2 mL, Stopper No.: 9, Tolerance: + 0.3 mL | 10 | 23.3471 |  | 233.4706 |  | 74.4 | 230 | 70 | 537.4985
|  | Capacity: 100 mL, subdivision: 1 mL, Stopper No.: 9, Tolerance: + 1.0 mL | 10 | 34.4647 |  | 344.6471 |  | 88.9 | 290 | 70 | 537.4985
6 | Buchner Flask | Porcelain, Plate diameter.: 100mm; diameter of perfed. Area: 77 mm; Height: 160 mm | 6 | 42 |  | 252 |  | 266.94 | 270 | 210 | 322.4991
7 | Volumetric pipette | Volumetric borosilicate glass pipettes with Certificates of Traceability, calibrated to "delivered", volume accuracy marked on each pipette. Permanent amber markings
|  | Capacity: 0.5 mL; Color Code: 2 Black; Accuracy 0.006 mL, Minimum flow time 5 sec. Case of 12 | 1 | 91.91 |  | 91.91 |  | 105.6 | 69 | 50 | 116.38
|  | Capacity: 1 mL; Color Code:Blue; Accuracy 0.006 mL, Minimum flow time 10 sec. Case of 12 | 2 | 83.6047 |  | 167.2094 |  | 291.8 | 146 | 90 | 232.76
|  | Capacity: 2 mL; Color Code: Orange; Accuracy 0.006 mL, Minimum flow time 10 sec. Case of 12 | 1 | 83.6047 |  | 83.6047 |  | 185.27 | 73 | 50 | 116.38
|  | Capacity: 5 mL; Color Code: White; Accuracy 0.01 mL, Minimum flow time 10 sec. Case of 12 | 3 | 89.6824 |  | 269.0471 |  | 727.53 | 219 | 135 | 349.14
|  | Capacity: 10 mL; Color Code:Red; Accuracy 0.02 mL, Minimum flow time 15 sec. Case of 12 | 3 | 100.0588 |  | 300.1765 |  | 836.22 | 246 | 135 | 366.2175
| Volumetric pipette | Capacity: 25 mL; Color Code: Blue; Accuracy 0.03 mL, Minimum flow time 25 sec. Case of 12 | 3 | 155.2024 |  | 465.6071 |  | 899.01 | 462 | 30 | 865.26
|  | Capacity: 50 mL; Color code:Red; Accuracy 0.05 mL, Minimum flow time 25 sec. Case of 12 | 3 | 206.0471 |  | 618.1412 |  | 729.9 | 609 | 48 | 865.26
8 | Support Stand | Tough Rectangular Epoxyn Stands with nickel-plated steel support rod. Rod length: 18",Rrod dia.: 5/16", Base size: 4 x 6" | 16 | 30.7712 |  | 492.3388 |  | 513.12 | 512 | 480 | 910.8
9 | Ring Supports | Cast-Iron Rings, Sturdy 5/16" ( 7.9 mm) setscrew in integral Clamp locks ring tightly to support stands lattices. Ring center is standard 4 1/2" (11 cm) from support rod center. 2" (51 mm) size ring has lugs for holding crucibles. O.D.: 3" (76 mm); I.D: 2 3/8" (60 mm) | 21 | 13.8724 |  | 291.3194 |  | 698.67 | 315 | 210 | 371.91
10 | Burettes: | Accurate bore tubing in body No. 2 Teflon fluorocarbon resin stopcock and dust cap
|  | - Capacity: 10 mL (subdiv. 5/100 mL), Tol: + 0.02 mL | 15 | 107.73 |  | 1615.95 |  | 1240.05 | 1665 | 1050 | 2333.925
|  | - Capacity: 50 mL (subdiv. 1/10 mL), Tol: + 0.05 mL | 34 | 140.8235 |  | 4788 |  | 3719.6 | 4284 | 3060 | 6064.41
|  | - Capacity: 100 mL (subdiv. 1/10 mL), Tol: + 0.10 mL | 10 | 155.8824 |  | 1558.8235 |  | 1298.7 | 1600 | 1000 | 2251.7
11 | Fixed angle clamps | One-piece clamps/holder with fixed jaw angle; Maximum grid size: 1 1/2" (38 mm); Jaw type: Flat | 16 | 18.8259 |  | 301.2141 |  | 416.64 | 320 | 320 | 389.0128
12 | Filtering Funnel | Diameter: 75 mm | 20 | 9.0845 |  | 181.6894 |  | 689.4 | 160 | 200 | 288.42
13 | Separatory Funnels | Globe shaped, Narrow bores in bodies just above stopcock. Stem length 175 mm
|  | * Capacity: 250 mL, Stopcock plug No.: 2, Stpper No.: 22 | 10 | 79.4171 |  | 794.1706 |  | 273.8 | 910 | 900 | 1413.005
|  | * Capacity: 500 mL, Stopcock plug No.: 4, Stpper No.: 27 | 10 | 111.5471 |  | 1115.4706 |  | 332.3 | 1160 | 1700 | 2221.34
|  | * Capacity: 1000 mL, Stopcock plug No.: 4, Stpper No.: 27 | 10 | 148.0747 |  | 1480.7471 |  | 361.8 | 1680 | 1700 | 2593.25
Pear shaped teflon stopcock:, plug and glass stoppers;
|  | - Capacity: 60 m, Stopcock No.: 2, Stopper No.: 16; (Case of 4) | 2 | 329.82 |  | 659.64 |  | 9.14 | 550 | 540 | 859.188
|  | - Capacity:125 m, Stopcock No.: 2, Stopper No.: 22 (Case of 4) | 7 | 339.7059 |  | 2377.9412 |  | 36.47 | 1855 | 1890 | 3255.098
|  | - Capacity:250 m, Stopcock No.: 4, Stopper No.: 22 (Case of 4) | 5 | 126 |  | 630 |  | 30.55 | 1580 | 1600 | 5485.04
|  | - Capacity: 500 m, Stopcock No.: 4, Stopper No.: 27 (Case of 4) | 2 | 144.5294 |  | 289.0588 |  | 14.86 | 726 | 730 | 1025.156
|  | - Capacity:1000 m l, Stopcock No.: 4, Stopper No.: 27 | 3 | 161.8235 |  | 485.4706 |  | 30.36 | 1500 | 1200 | 535.854
14 | Analytical Balance | Capacity: 52/210 g. Readability: 0.01/0.1 mg. Repeatability: ± 0.02/0.1 mg. Linearity: ± 0.03/0.2 mg. Weighing units: g, oz, oz t, dwt, gn, ct, momme, tael (3), costum unit (1). Calibration mass: internal. Output: built-in, bidirectional RS-232 interface. Power: 110/220 VAC, 50/60 Hz. Housing dimensions: 7 11/16"W x 12 3/16"H x 15 11/16"D. Chamber size: 7 3/8"W x 9 1/2"H x 6"D | 2 | 6776 |  | 13552 |  | 7677.56 | 6742 | 9800 | 7562.17
15 | Analytical Balance | Capacity: 110 g. Readability: 0.1 mg. Repeatability: ±0.1 mg . Linearity: ± 0.2 mg. Pan size: 3-1/2" dia. Weighing units: g, oz, oz t, dwt, gn, ct, momme, tael (3), costum unit (1). Calibration mass: internal. Output: built-in, bidirectional RS-232 interface. Power: 110/220 VAC, 50/60 Hz. Housing dimensions: 7 11/16"W x 12 3/16"H x 15 11/16"D. Chamber size: 7 3/8"W x 9 1/2"H x 6"D | 5 | 4844 |  | 24220 |  | 13929.65 | 12195 | 17500 | 7299.05
16 | Petridishes | The tops are marked in blue enamel and the bottom in white enamel to make sorting easier. Bottom also have a triangular enamel reference ponit for serial dillutions. Dia. X H: 100 mm x 10 mm; Pack of 12; | 10 | 74.1176 |  | 741.1765 |  | 578.1 | 790 | 150 | 910.8
17 | Condenser | Inner and outer joints. Suited for use in vacuum distillation. Hose connections are 10 mm O.D; joint: 24/40, Jacket length: 400 mm. | 7 | 148.73 |  | 1041.11 |  | 630.42 | 819 | 770 | 1448.8551
18 | Boiling Flask | Short necks with joint: 24/40
|  | - Capacity: 125 mL; O.D x H: 69 x 120 mm | 5 | 26.4353 |  | 132.1765 |  | 50.75 | 165 | 100 | 123.97
|  | - Capacity: 250 m; O.D x H: 82 x 135 mm | 6 | 26.1471 |  | 156.8824 |  | 70.26 | 168 | 120 | 147.246
|  | - Capacity: 500 mL; O.D x H: 103 x 155 mm | 8 | 29.1118 |  | 232.8941 |  | 100 | 272 | 240 | 218.592
|  | - Capacity: 1000 mL; O.D x H: 132 x 185 mm | 9 | 31.5618 |  | 284.0559 |  | 136.26 | 297 | 360 | 264.132
Three angle neck; Provides maximum asembly and working space. Necks are provided with outer joints;
|  | Capacity: 100 mL with center neck joint: 24/40 and side neck joint: 19/38 | 5 | 106.1735 |  | 530.8676 |  | 517.45 | 395 | 375 | 739.0762
|  | Capacity: 250 mL with center neck joint: 24/40 and side neck joint: 24/40 | 5 | 119.6824 |  | 598.4118 |  | 595.35 | 440 | 450 | 850.5227
|  | Capacity: 500 mL with center neck joint: 24/40 and side neck joint: 24/40 | 4 | 120.4535 |  | 481.8141 |  | 595.32 | 480 | 160 | 633.2084
|  | Capacity: 1000 mL with center neck joint: 24/40 and side neck joint: 24/40 | 4 | 135.6971 |  | 542.7882 |  | 648.56 | 536 | 540 | 713.3588
19 | Drying Tubes | Inverted form tube with 24/40 inner joint at one end. Other end tooled for No. 2 rubber stopper. Overall length, 7 1/4" (18.3 cm). | 7 | 76.0941 |  | 532.6588 |  | 418.11 | 427 | 420 | 770.2079
20 | Distillation Apparatus | Condenser tubulation: 10 mm O.D. Condenser jacket length: 200 mm.
|  | - Capacity: 500 mL | 3 | 0 |  | 711.5294 |  | 707.97 | 666 | 690 | 899.415
|  | - Capacity: 1000 mL | 4 | 0 |  | 1072.2353 |  | 1033.44 | 992 | 920 | 1315.6
21 | Soxhlet Apparatus: (Complete Unit) | Consists of Allihn condenser, series Soxhlet extraction tube and flat bottom boiling flask. All connected by interchangeable ground joints. Condenser has 10 mm tubulation.:
|  | - Flask Capacity: 250 mL | 4 | 0 |  | 1074.5082 |  | 386.32 | 988 | 1000 | 1846.9
|  | - Flask Capasity: 500 mL | 4 | 0 |  | 1208.2659 |  | 464.56 | 1112 | 1120 | 1933.64
22 | Electrothernal Electromantle | Features a durable, chemical resistance polypropylene housing; built-in power controller has dial markings from 1 to 10 for repeatability. Manties feature indicators lights; an amber-colored "power on" light and a clear-colored "heater on" light. All mantle are double fused and included a single support rod clamp that accepts a 1/2" rod. Mantles include 6 1/2-ft (2 m) power cord.
|  | - Capacity: 50 mL; 230 V; 60 W; dimensions 10 1/6" x 5" x 7" | 4 | 0 |  | 1898.4 |  | 1680.32 | 884 | 1000 | 1593.9
|  | - Capacity: 100 mL; 230 V; 60 W; dimensions 10 1/6" x 5" x 7" | 5 | 0 |  | 2471 |  | 2187.95 | 1150 | 1325 | 2074.6
|  | - Capacity: 50 mL; 230 V; 150 W; dimensions 10 1/6" x 5" x 7" | 6 | 0 |  | 3133.2 |  | 2713.02 | 1518 | 1800 | 2633.73
|  | - Capacity: 50 mL; 230 V; 200 W; dimensions 12 1/6" x 5 2/3" x 9 1/3" | 6 | 0 |  | 3360 |  | 2975.58 | 1608 | 1860 | 2831.07
|  | - Capacity: 50 mL; 230 V; 300 W; dimensions 12 1/6" x 5 2/3" x 9 1/3" | 4 | 0 |  | 2273.6 |  | 2012.88 | 1156 | 1400 | 1917.74
|  | - Capacity: 50 mL; 230 V; 500 W; dimensions 15 4/5" x 7 1/25" x 13 4/5" | 2 | 0 |  | 1509.2 |  | 1336.08 | 766 | 900 | 1267.53
|  | - Capacity: 50 mL; 230 V; 300 + 500 W; dimensions 15 4/5" x 7 1/2" x13 4/5" | 2 | 0 |  | 1702.4 |  | 1508.2 | 886 | 1200 | 1431.98
23 | Stir Bar | Mono-mold stir bar kits, egg shaped; box of 12 | 3 | 0 |  | 331.6765 |  | 260.52 | 378 | 360 | 4212.45
|  | Without spinning ring; box of 18 | 3 | 0 |  | 292.7647 |  | 179.79 | 255 | 300 | 5601.42
|  | With spinning ring; boxt of 12 | 2 | 0 |  | 143.2941 |  | 87.76 | 134 | 160 | 1943.04
24 | Beakers | . General purpose graduated Griffin beakers with spouts. Strengthened rim with falre trimmed back. All capacities have double graduated metric scale to indicated approximate content. Extra large marking spot
|  | - Capacity: 50 m, Grad. Range: 10-40 mL, Grad. Interval: 10 mL (Pack of 12) | 5 | 0 |  | 240.8824 |  | 209.8 | 150 | 150 | 309.925
|  | - Capacity: 100 mL, Grad. Range: 20-80 mL, Grad. Interval: 10 mL (Pack of 12) | 4 | 0 |  | 205.0588 |  | 177.4 | 128 | 140 | 265.65
| Beakers | - Capacity: 250 mL, Grad. Range: 25-200 mL, Grad. Interval: 25 mL (Pack of 12) | 4 | 0 |  | 192.7059 |  | 167.84 | 120 | 120 | 27.94
|  | - Capacity: 600 mL, Grad. Range: 50-500 mL, Grad. Interval: 50 mL (Pack of 6) | 4 | 0 |  | 145.7647 |  | 125.72 | 96 | 80 | 187.22
|  | - Capacity: 1000 mL, Grad. Range: 50-1000 mL, Grad. Interval: 50 mL (Pack of 6) | 4 | 0 |  | 276.7059 |  | 239.28 | 172 | 160 | 356.73
25 | Zirconium Crucibles | Made from a polished, solid zirconium strip. Size is 1 3/4" diameter (44 mm) at top with 2" diameter (51 mm) covers. Capacity: 35 mL, Height : 1 1/8" | 1 | 0 |  | 150.7 |  | 109.69 | 98 | 100 | 103.73
26 | Fused-quartz crucibles | Capacity: 100 mL; Diameter x height: 2 7/16 x 2 5/8" 62 x 66 mm) | 2 | 57 |  | 114 |  | 416.22 | 76 | 80 | 126.5
27 | Popypropylene Wide-Mouth Bottles: | Capacity: 250 mL; Screw cap size: 43 mm; pack of 12 | 2 | 53.4574 |  | 106.9147 |  | 126.12 | 60 | 60 | 103.73
|  | Capasity: 500 mL; Screw cap size: 53 mm; pack of 12 | 2 | 76.5079 |  | 153.0159 |  | 176.72 | 86 | 80 | 148.005
|  | Capacity: 1000 mL; Screw cap size: 63 mm; pack of 6 | 2 | 61.6103 |  | 123.2206 |  | 130.2 | 70 | 70 | 110.055
28 | Filter Membrane | Hydrophilic Durapore Membranes; Pore size: 0.45 um, white; Diameter: 25mm, type: plain | 2 | 0 |  | 143.2941 |  | 148.64 | 134 | 160 | 144.21
29 | Stop watches | Timing mode: single event. Timing capacity: 30 min. Resolution : 1/5 sec. Sweep: 60 sec. Case: Brass alloy. Dimensions: 2 1/4" W x 3/4" D. Movement: lever; NIST-traceable: yes. Lens material: plastic. | 6 | 0 |  | 1615.7647 |  | 799.62 | 1224 | 1200 | 1510.41
30 | Dry-Seal Glass Vacuum Desiccator: | Material: glass. Flange OD 12 1/2" (317 mm). Diameter: 10" (250 mm). Total height: 12 3/4" (311 mm). Clearance above plate: 6 9/16" (167 mm). Plate size: 230 mm | 8 | 0 |  | 4883.2 |  | 3807.44 | 3600 | 3920 | 4412.32
31 | Porcelain Desiccator Plate | Glazed on one side, have 5-mm perforations, and a 7/8" center hole. Plate diameter: 230 mm | 8 | 0 |  | 582.4 |  | 513.92 | 432 | 440 | 526.24
32 | Ceramic Desiccator Plate | Plates feature numbered quadrants, 24 holes, and a 7/8" center hole. Corrosion resistant, fire-polished nonstick surfacesPlate diameter 230 mm | 8 | 0 |  | 778.4 |  | 700.56 | 512 | 560 | 708.4
33 | Vacuum Greease | 5.3 oz | 5 | 0 |  | 175 |  | 77.65 | 125 | 140 | 158.125
34 | Desiccator | Approximate bowl capacity: 7500 mL. Recommended plate dia: 230 mm. Approx. ID of ground flange: 250 mm. Approx. height: 325 mm. Approx. chamber depth: 130 mm | 5 | 0 |  | 2116 |  | 999 | 1640 | 2200 | 2555.3
35 | Accessories for desiccator | Glazed on one side. One large center hole. Without feet. Material: porcelain. Hole diameter: 14 mm. Plate diameter: 230 mm | 5 | 55.2 |  | 276 |  | 321.2 | 270 | 200 | 328.9
36 | Variable AC Voltage Controller | Controller include: a 6-ft grounded cord with plug, a three- conductor receptable, pilot light, fuse, and a double pole on/off switch which disconnects both sides of the line to prevent electrical shock. Input voltage: 240; Input Hz: 50/60; Output voltage: 0 - 280; Maximum amps: 10. | 2 | 0 |  | 1807.5 |  | 1924.96 | 1760 | 1200 | 1978.46
37 | Jiffi-Jack Apparatus | Closed height: 3 1/4"; Open height: 18 1/2"; Top plate size 9 1/2" x 10"; Max. support weight: 50 lb | 2 | 0 |  | 721.5235 |  | 429.88 | 782 | 350 | 728.64
38 | Thermometer | - 20 to 150 oC (division: 1 oC) | 20 | 0 |  | 630 |  | 711.4 | 420 | 400 | 607.2
|  | - 5 to 300 oC (division: 1oC) | 20 | 0 |  | 753.5294 |  | 740.8 | 420 | 500 | 581.9
|  | - 5 to 400 oC (division 1 oC) | 20 | 0 |  | 852.3529 |  | 944.8 | 560 | 600 | 834.9
|  | - For Bohm Calorimeter (19 to 35 oC, div. 0.02 OC | 3 | 0 |  | 696.7059 |  | 680.04 | 396 | 525 | 694.485
- For Solvent distillation:
|  | 24 to 78 oC (div. 0.2 oC) | 3 | 0 |  | 194.5588 |  | 144.21 | 126 | 150 | 193.545
|  | 48 to 102 oC (div. 0.2 oC) | 3 | 0 |  | 194.5588 |  | 148.5 | 126 | 90 | 193.545
39 | Durable Iron Mortar and Pestle set | with 1 qt (946 mL) capacity; OD, 6" (15 cm) | 1 | 0 |  | 521.2324 |  | 671.41 | 453 | 450 | 771.65
40 | Porcelain Mortar with Pour Lip | Glazed outside except for bottom; rough inside: *OD: 3 1/8" (80 mm) | 3 | 0 |  | 75.8965 |  | 42.45 | 48 | 45 | 64.52
|  | * OD: 10" (256 mm) | 3 | 0 |  | 861 |  | 865.08 | 639 | 450 | 838.7
41 | Porcelain Pestles | - For Mortar OD: 3 1/8" | 3 | 0 |  | 47.25 |  | 44.25 | 51 | 45 | 60.72
|  | - For Mortar OD: 10" | 3 | 0 |  | 304.5 |  | 307.41 | 276 | 210 | 841.84
42 | Erlenmeyer | * 25 mL (teflon fluorocarbonresin coating protects rim to safeguard against chipping. Graduated scales on sides) | 10 | 15.5 |  | 155 |  | 43.8 | 40 | 100 | 189.75
|  | * 50 mL (Uniformly thick walls, marking spot, durable white enamel, capacity scale accurate to + 5%) pack of 12 | 1 | 0 |  | 55.8353 |  | 4.38 | 39 | 65 | 804.54
|  | * 125 mL (Uniformly thick walls, marking spot, durable white enamel, capacity scale accurate to + 5%) pack of 12 | 1 | 0 |  | 53.3647 |  | 4.68 | 38 | 60 | 850.08
|  | * 250 mL (teflon fluorocarbonresin coating protects rim to safeguard against chipping. Graduated scales on sides) | 10 | 15.5 |  | 155 |  | 42.2 | 40 | 100 | 262.4875
|  | * 500 mL (teflon fluorocarbonresin coating protects rim to safeguard against chipping. Graduated scales on sides) | 10 | 0 |  | 147.9882 |  | 53.1 | 50 | 140 | 318.1475
|  | * 1000 mL (teflon fluorocarbonresin coating protects rim to safeguard against chipping. Graduated scales on sides) | 10 | 0 |  | 240.8824 |  | 93.7 | 90 | 230 | 385.825
43 | Erlenmeyer with glass stopper | Narrow mouth, graduated scales, marking areas
|  | * Capacity: 25 mL; Stopper No.: 16; case of 12 | 1 | 0 |  | 192.8541 |  | 216.91 | 182 | 180 | 349.14
|  | * Capacity: 50 mL; Stopper No.: 19; case of 12 | 1 | 0 |  | 187.3694 |  | 210.75 | 172 | 175 | 333.96
|  | * Capacity: 125 mL; Stopper No.: 22; pack of 6 | 2 | 0 |  | 304.8706 |  | 271.48 | 210 | 250 | 351.67
|  | * Capacity: 250 mL; Stopper No.: 27; pack of 6 | 2 | 0 |  | 366.3882 |  | 601.48 | 250 | 300 | 425.04
|  | * Capacity: 1000 mL; Stopper No.: 32; case of 6 | 1 | 0 |  | 211.0129 |  | 209.09 | 201 | 250 | 759
44 | Automatic burettes with storage bottles | Include clear or amber glass reservoir bottle, rubber stopper, one glass burette with central filling tube, rubber bulb, glass and rubber tubing connections and glass stopcock
|  | 10 mL | 2 | 0 |  | 373.6518 |  | 596.9 | 200 | 120 | 389.9995
|  | 25 mL | 2 | 0 |  | 397.9129 |  | 689.3 | 210 | 120 | 407.836
45 | Measuring Pipettes | Feature fire-polished top and tip
|  | * 0.2 mL; Tol: + 0.008 mL; Color Code: black; Pack of 6 | 2 | 0 |  | 88.9412 |  | 3.78 | 94 | 100 | 174.57
|  | * 1 mL; Tol: + 0.02 mL; Color Code: Red; Case of 12 | 2 | 0 |  | 160.6871 |  | 2.82 | 166 | 180 | 192.28
|  | * 2 mL; Tol: + 0.02 mL; Color Code: Green; Case of 12 | 2 | 0 |  | 180.5529 |  | 3.08 | 176 | 180 | 194.81
|  | * 5 mL; Tol: + 0.04 mL; Color Code: blue; Case of 12 | 2 | 0 |  | 180.5529 |  | 3.5 | 176 | 180 | 237.82
|  | * 10 mL; Tol: + 0.06 mL; Color Code: orange; Case of 12 | 2 | 0 |  | 208.7176 |  | 3.78 | 206 | 200 | 250.47
|  | * 25 mL; Tol: + 0.1 mL; Color Code: white; Case of 12 | 2 | 0 |  | 303 |  | 6.32 | 282 | 280 | 318.78
46 | Heat Guns | An adjustment air intake controls air blast temperature (measured 1" from the nozzle of the heat gun). Heat guns measure 8"L x 9 1/2" H, and include a 6-ft neoprene-jacketed cordDual-temperature, low/high, temperature: 93/149 oC, 600 watts, 230 VAC, 60 Hz | 2 | 0 |  | 291.5294 |  | 400.26 | 262 | 270 | 301.07
47 | Chromatography Column | Sealed-in coarse porosity (40 to 60 um) fritted disc supports packing. - Chromatography column with fritted disc 11x300mm, nominal volume: 20 mL; plug size: 2 | 2 | 0 |  | 172.9412 |  | 82.34 | 202 | 200 | 308.66
|  | - Chromatography column with filter disc 22x400mm, nominal volume: 150 mL; plug size: 2 | 2 | 0 |  | 192.2118 |  | 102.54 | 222.01 | 230 | 361.79
48 | Ostwald Dropping Pipet | Overall height: 8 1/2" (215 mm) | 3 | 0 |  | 210.6794 |  | 358.95 | 81 | 240 | 284.625
49 | UVex Ultraspec 2000 Spectacles (Pack of 10) | The one piece polycarbonate spectacles feature a molded-in browguard and single lens. Clear lens has 4C+ coating. The coating absorbs > 99.9% of UV radiation. Lens Color: Clear Side shields: vented | 6 | 0 |  | 288.6882 |  | 61.98 | 528 | 30 | 31.119
50 | Specific Gravity Determination Bottles: | Lamp-blown glass. Acuratelyadjusted to hold stated capacity. Perforated stoppers have two flat sides
|  | 10 mL, height: 70 mm (Case of 6) | 1 | 0 |  | 134.7582 |  | 144.66 | 114 | 70 | 98.67
|  | 25 mL, height: 85 mm (Case of 6) | 1 | 152.74 |  | 152.74 |  | 162.53 | 132 | 75 | 106.26
51 | 25 mm Glass Microanalysis Vacuum Filter holders and support | Borosilicate glass funnel and base; fritted glass filter support, anodized aluminum spring clamp; neoprene stopper. Funnel capacity: 15 mL. Filtration area: 2.5 cm3. | 2 | 0 |  | 378 |  | 795.6 | 436 | 400 | 303.6
52 | Weighing Bottle | Lamp blown-glass. Stoppers have sturdy bottom
|  | 50 mL | 10 | 28.8 |  | 288 |  | 97.4 | 180 | 170 | 216.6945
|  | 100 mL | 5 | 34.6 |  | 173 |  | 51.85 | 195 | 100 | 252.0513
|  | 250 mL | 5 | 39.7 |  | 198.5 |  | 56.85 | 190 | 100 | 248.5093
53 | Silicon Rubber tapes | Total watts: 104, Dimensions (LxW) 4 ft x 1/2", 240 VAC tapes | 2 | 0 |  | 322.4118 |  | 178.54 | 232 | 220 | 265.65
54 | Mechanical balance | Capacity : 310 g. Readibility: 0.01 g. Weighing unit: g. Beam calibration: front 100 x 10 g, Rear; 200 x 100 g, Dial/Vernier; 10 x 0.01 g. Pan/Plate dimensions 1/2"D x 3 1/2"dia. Housing dimension: 15"W x 12"H x 6" D. Shipping weight: 6 lb ( 2.8 kg) | 4 | 0 |  | 1288 |  | 689.56 | 640 | 1000 | 759
55 | pH meter | Range: pH -1.99 - 16.00, mV + 1999, Temp. -5 to 105 oC. Resolution: pH + 0.01/0.1, mV + 1, Temp. 0.1 oC. Accuracy: pH +0.01; mV +1; temp. +1% of full scale. Temperature compensation: Automatic, -5 to 105 oC with ATC probe, or fixed at 25 oC. Calibration: manual or automatic; two-point calibration. Dimensions: 8"L x 6"W x 3 3/4"H. | 6 | 0 |  | 9692.94 |  | 6021.18 | 6810 | 7500 | 9183.9
56 | Spectronic 20D + Digital spectrophotometer, 220 VAC | Type: digital; wavelength range: 340 - 950 nm; wavelength acuracy ± 2.5 nm 525 nm. Photometric range: transmitance 0 to 100%; absorbance 0 to 1.95 A; concentration 0 to 1.095. Bandwidth: 20 nm. Stray light: <0.5 % T when appropriate stray light filter used. Display: 3-1/2-digital LED. Source lamp: Tungsten. Detector: Solid state siliconOutput: 0 to 1.0 VAC; RS322. VAC/Hz: 110 VAC/50/60 Hz. Dimension 161/4"W x 81/2"H x 13" D | 5 | 2821 |  | 14105 |  | 11624.35 | 6000 | 12500 | 13725.25
57 | Magnetic stirrer | Speed range (rpm): slow turn to 1500. Temp[erature range: 49 to 371 oC. Max stirring volume: 2.5 . No of stirring positions: one. Top plate dimension (inches): 6 x 6. Top plate material: anodized aluminium. Dimensions: 6 x 6 x 4. Power: 230 VAC, 50 Hz | 5 | 322 |  | 1610 |  | 1476.3 | 1930 | 1250 | 1518
58 | Refrigerated incubator shaker | Temperature: 4 to 75 oC. Temperature resolution: 0.1 oC. Temperature uniformity: ± 0.5 oC. Speed: stirring 1 to 2000 rpm, rotaring 1 to 35 rpm, 2 to to cycles per minutes. Dimensions: Chamber 14 1/4" W x 10 1/4" H x 19 1/2" D. Temp accuracy: ± 0.2 oC. Power: 120 VAC, 60 Hz, 5 A. Temp stability: ± 0.1 oC. Platform: capacity 10 lb (4.5 kg). Volume: chamber 0.86 cm ft | 1 | 8190 |  | 8190 |  | 7200.48 | 6244 | 5800 | 6293.375
59 | Hot Plate Stirer | Speed range (rpm): slow turn to 1500. Temperature: 49 to 371 oC. Max stirring volume: 2.5 . No of stirring positions: one. Top plate dimension (inches): 6 x 6. Top plate material: Porcelain. Dimensions: 6 x 6 x 4 7/8. Power: 230 VAC, 50 Hz | 2 | 469 |  | 938 |  | 865.52 | 772 | 720 | 890.56
60 | Atomic Absorption Spectrophotometer 220 VAC | Optics: 250 nm Cart mount Diffracting grating monochromator. Wavelength range: 190 to 900 nm. Wavelength accuracy: ± 0.1 nm. Bandwidth: 0.2, 0.7 or 2.0 nm (selectable). Output: 0 to 1 VAC. VAC/Hz: 220VAC. Dimension: . Weight: 36.0 lb (16.4 kg) | 1 | 15044.65 |  | 15044.65 |  | 18696.64 | 17225 | 11000 | 12648.735
61 | N2O Burner Head | Replaces standars acetylene burner head; N2O flame provide higher temperature (up to 3000 oC) | 1 | 793.5 |  | 793.5 |  | 729.31 |  | 575 | 669.185
62 | Flame sensor option | Accessory for Atomic Absorption Spectrophotometer | 1 | 1102.5 |  | 1102.5 |  | 1458.61 |  | 1000 | 929.775
63 | Copper (Cu) Lamp | Lamp for Atomic Absorption Spectrophotometer | 1 | 263.2 |  | 263.2 |  | 272.11 |  | 200 | 237.82
64 | Electrically Heated Concentric Ring Steaming Bath | Concentric rings can be removed from inner cover outward. Rings are flanged-formed stainless steel. Center ring cover is 1" diameter (25 mm). Rings progress out from cover in 1" (25 mm) increments. Copper-clad immersion heater controlled with 4-position heater switch. Maximum temperatur 100 oC. Model: 8 hole. Capacity: 7 gal. Time to 100 oC: 65 minutes. No. of holes x dia: 2 x 6", 4 x 5", 2 x 4". No. of ring hole: 6/5/4. L x W x H: 15 1/2 x 29 x 13 1/2". wattage: 2000. Amperage: 8.3. Voltage (AC/DC), 50/60 Hz: 240 | 1 | 1797.3529 |  | 1797.3529 |  | 1742.73 | 1627 | 1300 | 2626.14
65 | Digital Rotary Evaporator System with manual Lift | Feature a brushless, sparkless high-torque motor for constant rotation. Easily adjust speed from 20 to 180 rpm via analog speed dial. Speed resolution: 1 rpm. Water bath operate from 5 oC above ambient to 95 oC. Include a 5-ft cord with three-prong plug for 115 VAC operation. Temperature control accuracy: ± 2oC. Condenser: 1-L pear shaped evaporating flask, 1-L round bottom flask receiving flask. Vacuum port: 1/8" OD | 1 | 5380 |  | 5380 |  | 2891.05 | 2829 | 3500 | 4528.7
66 | Transformer for 230 VAC operation | 1500 watts | 1 | 196.8 |  | 196.8 |  | 211.68 | 174 | 160 | 217.58
67 | Vacuum Pump for rotary evaporator | Power: 230 VAC, 50 Hz. Water tank: 10 L. Vacuum port: 3/8" OD hose barbs. Pump measure: 14 3/8"W x 14 3/8"H x 10"D | 1 | 1586 |  | 1586 |  | 1664.44 | 1023 | 1200 | 1720.4
68 | General-Purpose Mechanical Convection Ovens with digital timer | Capacity: 5 cu ft. Temp range: 40 to 250 oC. Control type: Microprocessor PID. Uniformity: ± 0.8 at 150 oC. Rise time: 10 minutes to 150 oC.Timer: digital timer: from 1 minute to 99 hours, 59 minutes. No of shelves: 2 shelves. Chamber size: 23"W x 18 1/2"H x 20D Dimensions: 31 1/2"W x 33 1/2"H x 24"D. Power: 110 VAC, 50/60 Hz. Watts: 1500 W | 5 | 4480 |  | 22400 |  | 17554.15 | 14620 | 16500 | 20240
69 | Purpose diaphragm pumps | Max vacuum: 27.5" Hg. Free air capacity: 2.5 cfm (70.8 L/min). Fort size: 10 mm base. Noise level: 45 dBLA or less. Dimensions: 10 1/2" L x 9 1/2" W x 6 1/4" H. Max temperature: 176 oF (80 oC). Watted ports: VITON, Aluminium, polyamide and PVC. Duty cycle: continous. Stages: 1 | 2 | 2399 |  | 4798 |  | 4339.1 | 3028 | 3000 | 4275.7
70 | Fistreem® III Single Stills | Capacity: 4 LPH. Resistivity range: 1.0 M-cm. Cooling water consumption: 60 LPH. Water pressure: 15 to 80 psi | 1 | 6482 |  | 6482 |  | 5735.23 | 4528 | 4500 | 5856.95
71 | Standard Abbe Refractometer | High refractive index model reads up to 1.87000 RI. Range 0 to 95.0% Brix, 1.30000 to 1.7000 RI. Resolution: 0.5% Brix, 0.001 RI. Accuracy: ± 0.1%, ± 0.0002. Display: 3-digit LCD. Power: 115 VAC, 50/60 Hz. Temp Accuracy: ± 0.2 oC. Dimensions: 7-1/16"W x 9-1/16"H x 5-1/8"D. Sample volume = 0.2 mL | 2 | 5390 |  | 10780 |  | 8048.22 | 7946 | 6600 | 9740.5
72 | Ashing Muffle Furnace | Uniformity: ± 2.0 oC at 975 oC. Stability: ± 0.3 oC (at 9000 oC). Rise time: 100 minutes (to 975 oC). Temp range: 100 to 975 oC. Watts: 4400. Furnace come with two dual-purpose stainless steel crucibles trays that accommodate 24, 30-mL porcelain crucibles or 38, 10- mL porcelain quartz crucibles | 1 | 7319 |  | 7319 |  | 15249.02 | 5676 | 5400 | 7362.3
TOTAL | [5 empty] | 233360.0024
|  |  | 747 |  |  | 233360.0024

## IS
Detailed Specification : Equipment First Years (US$) for I S
AGRICULTURAL PRODUCT TECHNOLOGY STUDY PROGRAM
No. | Name of Equipment | Technical/Bidding Specification | Q | Unit Cost (Rap) | Estimated Cost (RP)
1 | Water Pump Unit | Pump DAP aqua jet DP 930A, water tanla excel 6 m3, pipe maspion 2 inchi 150 m | 1 | 5850000 | 5850000
2 | Good lift | 300-500 kg | 1 | 5000000 | 5000000
3 | Computer | MB Asus CULS-2, Intel PIII 850 MHz, SDRAM 128 MB PC-133, Quantum AS 20, CD drive ASUS 40x, GB UATA 100 7200 Rpm, SVGA Monitor 15", Keyboard PS/2, Mouse PS/2, Stabilizer 500 VA, Network PCI card 10/100 Mbps, Sound card, speaker | 11 | 7000000 | 77000000
4 | Laser Printer | Canon Laser LBP 800 | 1 | 3920000 | 3920000
5 | Uniterrupted Power Supply | APCBP650i | 1 | 1450000 | 1450000
6 | Overhead Projector | Medium OHP 2050 Ref. No 102050; datascrip p. 48 or eq. | 2 | 7700000 | 15400000
7 | Screen | Tripod Screen Ref. No. 18474 (datascrip p. 49) or eq. | 1 | 1875000 | 1875000
8 | Sound System | Wireless Sound System | 1 | 2000000 | 2000000
9 | LCD Projector | Acer 7763PA or eq. | 1 | 36400000 | 36400000
10 | Laptop | Mitac : Minote 7020 TX, PIII 700 Mhz, SDRAM 128 MB, 8X DVD, Internal modem 56 K V90, Li-Ion Batteri | 1 | 19500000 | 19500000
11 | CD-RW | External CD-RW Acer 4x6x40 USB | 1 | 1666000 | 1666000
12 | Hub for Net work | Compex 32 port dual speed + cables network | 1 | 7310000 | 7310000
13 | Router for Internet | Micronet SP 851 Internet router | 1 | 3500000 | 3500000
| Total |  | 20 |  | 180871000
Coordinator Project TPSDP-APTSP
(Dr. Ir. Meta Mahendradatta)

## THP
TABLE OF SALIENT FEATURES OF BIDS
(TECHNICAL REQUIREMENTS)
No. | Name of Equipment | Technical/Bidding Specification | Qty | Uni Cost (US$) | Estimated Cost (US$) | B I D D E R S
PROGRAM STUDI TEKNOLOGI HASIL PERTANIAN | [5 empty] | PT.GRAHA ELEKTRO | PT. GLORIA S.A | PT. ARKKA BUANA | PT. MBT UTAMA
1 | Fume Hoods | U-33665-35 (Cole-Parmer 2001/2002) or eq. | 1 | 4888 | 4888 | 5227.93 | 5765 | 4700 | 4112.64
2 |  | Optional lighting fixture U-33665-60 (Cole-Parmer 2001/2002) or eq. | 1 | 468 | 468 | 413.41 | 456 | 372 | 328.32
3 |  | Optional filter saluration alarm U-33665-90 (Cole-Parmer 2001/2002)or eq. | 1 | 1019.2 | 1019.2 | 900.59 | 994 | 810 | 694.656
4 |  | Optional tempered glass work surface U-33665-95 (Cole-Parmer 2001/2002)or eq. | 1 | 608.4 | 608.4 | 536.79 | 592 | 500 | 421.632
5 | Cabinet Water Still 4 ltr/hr Single Distillation (EA583-180/01) | 220-240 V, 50 Hz, 1 pH. Output : 4 ltr/hr. Heater : Metal. Minimum Supply Press : 5 psi. Output Quality : pH : 5.5-6.5, Cond.us/cm : <25, Resistivity Megohm - cm : 0.4, temp. : <35 deg C. Water Consumption : 60 ltr/hr. | 1 | 2578.1498 | 2578.1498 | 1700.39 | 4293 | 1800 | 3437.583
6 | Water Activity System | Benchtop System : Great for routine measurements for food, pharmaceutical and cosmetic industries. Stores up to 20 different data products. Probe is attached to 22" cable. Cat.No. U-37910-00 with all accesoriess and replacements (Cole-Parmer 2001 pp 986) or eq.. | 1 | 4576 | 4576 | 5024.42 | 4839 | 4500 | 3214.08
7 | New Sartorius Basic Lite Analitycal Balances. | Capacity : 120 g, Readability: 0.1 mg. Cat. No. U-11217-32/33 (Cole-Parmer 2001) | 1 | 3000 | 3000 | 2260.01 | 1846 | 2400 | 1422.435
8 | Economical Muffle Furnace | 1External : 520x435x645 mm. Work Chamber : 320x174x120 mm | 2 | 1800 | 3600 | 4987.24 | 4556 | 3360 | 4843.9087
9 | Stainless steel pocket thermometer | For melt, friut, vegetables themperatur cheking. Range : -50.0 to 150.0 oC, resolution 0.1 oC (-20 to 90 oC), probe stainless steel, battery 1 x 1.4 V 3000 hours approx continous use | 10 | 95.2 | 952 | 412.5 | 310 | 400 | 412.3
10 | Benchtop pH 510 | Measures pH, temperature, and relative mV. Three-point pH calibration with automatic buffer recognition for both USA (pH 4.01, 6.86, 9.18) and NIST (pH 4.01, 7.00, 10.01) pH buffer (Cole-Parmer 2001). | 4 | 404.1981 | 1616.7923 | 2564.4 | 2824 | 1800 | 2049.408
11 | Munsell Color 540-100 Chart for tissue | Contain 320 malle color ships permanently mounted on chart for 17 hues | 1 | 282.24 | 282.24 | 263.08 | 377 | 600 | 190.026
12 | Hand Refractometer Algao Japan | Able to measure sugar concentration on a few drop of sample. Concentration range: 0-32%; 28-62%; 58-92%; 45-82%; 0-90%. | 3 | 619.36 |  | 823.23 | 2397 | 3000 | 4284.576
13 | Penetrometers | Penetrometers measure 12"W x 21"H x 11" (U-59860-25 with all accessoriess,Cole-Parmer 01/02) or eq. | 1 | 4994.25 | 4994.25 | 5177.21 | 9800 | 7450 | 4216.32
14 | Sugar Refractometer | Range 28 to 62% Brix. Resolution 0.2%, acuracy +/- 0.2%. Cat. No. U-81150-10. (Cole-Parmer 2001)or eq | 3 | 161.2 | 483.6 | 400.71 | 447 | 342 | 321.408
15 | Salt Refractometer | Range 0-28% salinity, resolution 0.2%, accuracy +/- 0.2%. Cat.No. U-81150-22 (Cole-Parmer 2001) or eq. | 3 | 161.2 | 483.6 | 400.71 | 447 | 342 | 321.408
16 | Adapter | 220 VAC, 50/60 HZ (U-01038-65 Cole parmer 2001/02) or eq. | 1 | 76.5 | 76.5 | 82.69 | 92 | 75 | 66.096
17 | Brand digital buret | U-07910-11, Range 0 to 25 ml Cole-Parmer 01/02) or eq | 1 | 846 | 846 | 744.61 | 896 | 700 | 730.944
18 | Desiccator Cabinets | Economical polystyrene desiccator cabinet, (U-08909-00 Cole-Parmer 01/02) or eq | 1 | 118 | 118 | 110.83 | 153 | 140 | 108
19 | Erlemeyer Flask | U-34503-04, capacity 125 ml; Cole-Parmer 01/02) or eq | 5 | 58.65 | 293.25 | 21.15 | 45 | 200 | 20.0016
20 |  | U-34503-05 capacity 250 ml | 10 | 60.95 | 609.5 | 35.3 | 50 | 400 | 41.7312
21 |  | U-34503-07 capacity 500 ml | 10 | 37.95 | 379.5 | 42.3 | 60 | 250 | 52.5312
22 |  | U-34503-08 capacity 1000 ml | 10 | 62.675 | 626.75 | 59.2 | 90 | 400 | 84.9312
23 |  | U-34503-10 capacity 4000 ml | 10 | 75.9 | 759 | 520.9 | 610 | 400 | 604.8
24 |  | U-34503-11 capacity 6000 ml | 5 | 141.45 | 707.25 | 496.25 | 560 | 200 | 574.56
25 | Test Tube | Pyrex Brand 9800, Beaded rim, U-34569-25 Cole-Parmer 01/02) or eq, capacity 20 ml, 16 x 150 mm, Qty/cs 576 | 1 | 350.75 | 350.75 | 129.73 | 306 | 125 | 499.968
26 | Separatory Funnels | U-34633-20 Cole-Parmer 01/02) or eq, capacity 250 ml | 3 | 118.45 | 355.35 | 325.17 | 432 | 354 | 292.896
27 |  | U-34633-30 capacity 500 ml | 3 | 138 | 414 | 84.48 | 507 | 414 | 343.728
28 |  | U-34633-50 capacity 2000 ml | 3 | 247.25 | 741.75 | 177.39 | 897 | 735 | 614.544
29 | Test tube rack | U-06736-00 Cole-Parmer 01/02) or eq, polypropilene (PP) | 15 | 18.975 | 284.625 | 182.4 | 285 | 255 | 231.105
30 | Rotary circular pepette stand, PP/PVC | U-06217-20 Cole-Parmer 01/02) or eq | 3 | 112.7 | 338.1 | 159.54 | 378 | 330 | 273.42
31 | Oven | U-33953-05 Cole-Parmer 01/02) or eq, Mechanical convection ovens, capacity 1.5 cu ft | 1 | 2277 | 2277 | 872.73 | 965 | 2150 | 1805.44
32 | Colony Counter | Counter 1411-02,mini light box and adapter | 2 | 490 | 980 | 1435.8 | 836 | 720 | 654.472
33 | Incubator | Quincy Laps Low Cost Incubator | 2 | 500 | 1000 | 1259.28 | 956 | 1180 | 609.34
34 | Inoculating Loops | U-14203-25 Cole-Parmer 01/02) or eq, 6 inchi insulated handle, 1 micro liter | 10 | 22.425 | 224.25 | 197.2 | 220 | 180 | 158.41
35 |  | U-14203-23, loop, 3 mm, 8 inchi insulated, B&S wire gauge 26, qty/pk 6 | 10 | 44.85 | 448.5 | 419.8 | 470 | 300 | 338.52
36 |  | U-14203-33, Needle, 8 inchi insulated, B&S wire gauge 24, qty/pk 6 | 10 | 60.95 | 609.5 | 572.5 | 640 | 400 | 460.04
37 | Shaking incubator | Speed range 15-500 rpm, Platt dimentions 13"x11" | 2 | 2380 | 4760 | 12403.44 | 13400 | 12350 | 10858.68
38 | Eppendorf Variable- Speed Microcentrifuges | New digital variable speed microcentrifuges, Comines easy-to-set controls with a clear digital display of time and speed/g, Cat. No. U-02560-00 Cole-Parmer 01/02) or eq, speed: 200 - 13,200 rpm, dimensions 9 x 9 x 12 inchi, power: 220.50 | 1 | 2240 | 2240 | 2247.11 | 1067 | 2250 | 1996.4
39 | Oven | U-33953-05 Cole-Parmer 01/02) or eq, Mechanical convection ovens, capacity 1.5 cu ft | 1 | 2277 | 2277 | 872.73 | 965 | 2100 | 1718.64
40 | Rotor for Microcentifuge, Model 02560-00 | Cat no. 02560-50 Cole-Parmer 01/02) or eq, capacity : Twenty-four x 1.5 - 2.0 ml tubes | 1 | 529 | 529 | 761.46 | 253 | 600 | 485.212
41 | Laboratory Refrigerator (EA548-555/01) | 200-240 V, 50 Hz, 1 pH | 1 | 1607.4366 | 1607.4366 | 309.68 | 476 | 2556 | 2442.87
42 | Student Microscope | Binocular (Nikon, Japan, Model SMZ-1, Type 102, (series No. 176601) Vania Raissa pp 50. or eq. | 4 | 2240 | 8960 | 3946.52 | 5928 | 7600 | 7030.8
43 | Vacuum Pumps | G-9/2G-9, U-07156-22 Cole-Parmer 01/02) or eq | 1 | 840 | 840 | 1456.44 | 1606 | 1300 | 1171.8
44 | Vortex Shaker (Thermolyne) | Cat. No. U-51805-06 Power 240 50/60 (Cole Parmer 2001/02) or.eq. | 1 | 369 | 369 | 381.12 | 291 | 250 | 289.04
45 | Ains worth Toploading Balances (Cole parmer 2001/02) or eq. | U-11418-51, capacity 4100 g, readability 0.01 g, Housting size 8.5 x 4 x 14 inchi | 1 | 1860 | 1860 | 1717.13 | 1637 | 1668 | 1258.6
46 | Bran digital buret (Cole parmer 2001/02) or eq. | U-07910-18, Range 0 to 25 ml, seal FFPM | 1 | 999 | 999 | 1018.05 | 1192 | 750 | 1040.73
47 | Insulated Field carrier (Cole parmer 2001/02) oreq. | U-03720, shpg wt 18 lb (8.2 kg) | 1 | 178.25 | 178.25 | 171.85 | 890 | 166 | 138.01
48 | Flowmeters for air applications (Cole parmer 2001/02) or.eq. | U-32457-12, flow rate 0.2 - 2 scfh | 1 | 44.85 | 44.85 | 45.8 | 51 | 35 | 36.89
49 |  | U-32457-18, flow rate 2 - 20 scfh | 1 | 44.85 | 44.85 | 45.8 | 51 | 35 | 36.89
50 |  | U-32457-26, flow rate 20 - 200 scfh | 1 | 44.85 | 44.85 | 45.8 | 51 | 35 | 36.89
51 | Premium Lamp | Circular illuminated magnification systems, arm length 45",primary lens 5",3d | 1 | 888.72 | 888.72 | 362 | 312 | 330 | 172.73
52 | Magnetic Stirrer (EA24-5990/01) | 220-240V, 50 Hz, 1 pH. Variable speed up to 1300 rpm. Electronic speed control with off position with illuminated on/off main switch. Supplied with one 25 mm PTFE coated magnetic bead. | 2 | 404.1981 | 808.3962 | 589.28 | 572 | 1080 | 303.8
53 | Monomold Stir Bars | Length : 7/16", diameters 3/16". Cat.No. U-04775-10 (Cole-Parmer 2001) or.eq. | 2 | 4.25 | 8.5 | 7.8 | 8 | 8 | 5.8156
54 |  | Length : 1/2", diameters 5/16". Cat.No. U-08548-00 (Cole-Parmer 2001) | 2 | 4.35 | 8.7 | 8.1 | 10 | 8 | 5.9892
55 |  | Length : 5/8", diameters 5/16". Cat.No. U-08549-00 (Cole-Parmer 2001) | 2 | 4.5 | 9 | 8.38 | 10 | 8 | 6.2496
56 |  | Length : 1", diameters 3/8". Cat.No. U-08550-00 (Cole-Parmer 2001) | 2 | 5.2 | 10.4 | 10.08 | 10 | 8 | 7.4648
57 | Glass vacuum desiccators | U-06536-20, plat size 190 mm,, shpg wt 19 lb (8.7 kg) (Cole parmer 2001/02) or eq. | 2 | 489.9 | 979.8 | 658.78 | 1046 | 1068 | 814.184
58 | Laboratory Freezer | Cap. 400 liter Electrolux 410 Laboratory Freezer 220-240 V, 50 Hz, 1 pH or eq. | 1 | 644 | 644 | 686.22 | 785 | 732 | 1449.56
59 | Microwave | Electrolux MS 750A17 or eq. | 1 | 357 | 357 | 168.92 | 302 | 240 | 78.303
60 | Cooking Ware | Steamer | 1 | 64.4 | 64.4 | 28.16 | 100 | 60 | 460.4219
61 |  | Stove | 1 | 257.6 | 257.6 | 76.61 | 65 | 24 | 33.988
62 |  | LPG Tube | 1 | 103.04 | 103.04 | 42.23 | 55 | 60 | 21.5693
63 | Platform Trucks+A87 | U47350-10 Cap. 454 kg | 1 | 235 | 235 | 254.4 | 281 | 216 | 203.98
64 | Multi purpose mixer (U-04405-10 With accesories and replacement; Cole-Parmer 01/02) or eq. | Suitable for smooth-hard, food, milk, baverage, mixing, 3 speed option, capacity 20 L. Completed with bowl and stirer. | 1 | 1517.6 | 1517.6 | 1439.77 | 994 | 1692 | 1041.6
65 | General Purpose Oven (EA-22-1040/01) or eq. | 200 deg.C. 220-240 V, 50 Hz, 1 pH. Capacity : 53 ltrs. Temp. range : 40 to 220 deg. C +/- 0.5 deg. C. Dimensions : External : 450x580x550 mm, Internal : 330x490x330 mm. Shelves supplied : 2. Shelf position : 3. | 1 | 1785.0427 | 1785.0427 | 872.73 | 819 | 2000 | 915.5
66
67 | Waring Blender | Four liter blenders have two handlesto easy fifting pruring and carrying all models process liquid at 15.000 rpm. 220 V | 1 | 250 | 250 | 1031.36 | 2286 | 2040 | 1666.56
68 | Kjeldahl System for protein Analysis | Digestion/Distilling Apparatus U-34530-10 Cole-Parmer 01/02) or eq | 12 | 305.9 | 3670.8 | 3999.24 | 3300 | 3600 | 2989.39
69 |  | Flask Holder for 500ml flask Pack of 3 U-01613-04 | 20 | 20.13 | 402.5 | 419.8 | 460 | 400 | 329.84
70 |  | Pyrex wide-mouth erlenmeyer flask, capacity 500ml, pack of 6 34556-03 | 10 | 46 | 460 | 489.8 | 350 | 240 | 347.2
71 |  | Pyrex burette, 500ml capacity, graduated every 0.01ml 34543-23 | 10 | 147.2 | 1472 | 675.7 | 1300 | 750 | 1223.88
72 |  | Extraction Heater unit, resist corotion, heating unit includes 12 clamps; 12 clamp holder and 4 rods, 120 VAC U-03073-10 | 1 | 3427 | 3427 | 3556.52 | 3333 | 2950 | 2768.92
73 | Babcock Bottle, Cream and Cheese test | 50%, sealed, Case of 12, | 6 | 108.05 | 648.32 | 160.74 | 912 | 732 | 924.42
74 | Unwire Test Tube Racks | Polystyrene, blue, 4x10, Case of 8, | 1 | 84.64 | 84.64 | 157.58 | 143 | 23 | 122.08
75 |  | Polystyrene, red, 4x10, Case of 8, | 1 | 84.64 | 84.64 | 157.58 | 143 | 23 | 130.2
76 | Wire Test Tube Racks | Epoxy-Coated, autoclaveable, yellow, 4x10, | 8 | 20.41 | 163.3 | 140.16 | 208 | 192 | 164.92
77 | Poxygrid Drying Rack | Epoxy-Coated Steel Wire, Dimension 42.5Wx48.3Hx16.5D cm | 12 | 61.51 | 738.16 | 905.04 | 948 | 864 | 781.2
78 | Disposable Cuvettes | Two Optical Windows, Standard Polystyrene 10x10x45 | 1 | 51.64 | 51.64 | 54.64 | 71 | 50 | 49.91
79 |  | Two Optical Windows, Standard Methyl Acrylate 10x10x45 | 1 | 68.94 | 68.94 | 66.1 | 88 | 80 | 84.196
80 | Centrifuge Tubes | Polypropylene, 15 ml, non-sterile, case of 500 | 1 | 163.01 | 163.01 | 113.8 | 140 | 107 | 102.424
81 |  | Polypropylene, 50 ml, non sterile, case of 500 | 1 | 155.25 | 155.25 | 143.44 | 204 | 140 | 137.144
82 | Glass Vacuum Filter Holder | 47mm,PTFE Filter Support, complete | 1 | 358.23 | 358.23 | 343.37 | 287 | 474 | 215.2098
83 | Laboratory Disperser/ Homogenizer | T25Basic, speed 8,000 - 24,000rpm, capacity0.3 - 2,000 ml ,motor only | 1 | 964.85 | 964.85 | 1013.21 | 713 | 1100 | 1128.4
84 | Component | Plate stand,800mm | 1 | 231.15 | 231.15 | 331.88 | 138 | 240 | 256.06
85 |  | Boss Head Clamp | 1 | 46 | 46 | 68.24 | 26 | 66 | 57.505
86 |  | Vessel Strap Clamp | 1 | 184 | 184 | 181.17 | 99 | 204 | 151.9
87 | Dispersing Tools | Coarse, 100 mm, diameter | 1 | 653.2 | 653.2 | 618.96 | 414 | 660 | 537.075
88 |  | Fine,19 mm, diameter | 1 | 471.5 | 471.5 | 653.39 | 367 | 540 | 520.8
89 |  | Coarse, 18mm diameter | 1 | 755.6 | 755.6 | 810.56 | 425 | 624 | 645.575
90 |  | Coarse/medium,25 mm dia. | 1 | 866 | 866 | 868.81 | 484 | 708 | 754.075
91 | Mini Hot pLate Stirrers, Model 220 | Heats to 371oC, Stirs from 60 to 2500 rpm, for use on benchtop or support stand | 1 | 276.33 | 276.33 | 250.74 | 303 | 306 | 276.675
92 | USDA Lactometer, Quevenne | 300mm long, Quevenne range 26 to 37o. | 2 | 55.66 | 111.32 | 81.82 | 78 | 120 | 120.2614
93 | Melting point Apparatus | Pyrex brand melting point tube, length 150 mm,diameter of main tube 25 mm | 4 | 65.76 | 263.03 | 251.2 | 144 | 360 | 104.16
94 |  | Pyrex brand capillary melting point tube, length 100 mm, case of 10 | 2 | 115 | 230 | 26.8 | 28 | 312 | 130.2
95 | Lab. Rotator Orbital Shakers, Lab-line | Speed 40 to 325 rpm, Dimnsions 32Wx34Dx15H cm, Plattform Size 30x30cm, Temp Range 4 to 40oC. | 1 | 897 | 897 | 809.75 | 1810 | 800 | 888.62
96 | Scintillation Vials | HD-Polyethylene, with Screw cap, Capacity20 ml,28 x 61 mm, attached PP cap/pulp Foil Liner, case of 500 | 1 | 106.03 | 106.03 | 94.11 | 88 | 125 | 103.29
97 | Scintillation Vials | Borosilicate Glass, with screw cap, Capacity 20 ml,28x61 mm, attached cap PP foil, case of 500 | 1 | 156.79 | 156.79 | 149.85 | 181 | 188 | 151.03
98 | Falling BallViscometers | PTFE ball, Range in cP2- 100 | 2 | 149.5 | 299 | 361.62 | 310 | 324 | 292.95
99 | Crude fiber extractor (cat.no.25227-144, VWR 00/01, Labconco No. 3000200,pp.E-536) or eq. | stainless steel, 6 sample beakers on heaters,standard PE buchner funnel, 12 thick-wall borosilicate glass 600 ml beakers | 1 | 8653.75 | 8653.75 | 10884.55 | 11000 | 9400 | 11522.7
100 | Accessories | Oklahoma Filter, Complete | 1 | 247.25 | 247.25 | 311.35 | 331 | 370 | 368.9
101 |  | replacement Screen for oklahomaFilter | 1 | 8.34 | 8.34 | 10.28 | 12 | 21 | 13.02
102 |  | Back-Up platefor OklahomaFilter | 1 | 8.05 | 8.05 | 9.96 | 10 | 27 | 13.02
103 |  | California Buchner Funnel | 1 | 94.01 | 94.01 | 113.65 | 118 | 160 | 135.625
104 |  | replacement Beaker | 1 | 101.78 | 101.78 | 74.98 | 126 | 174 | 124.775
105 | HDPE Wide Neck Bottles | PP Screw Closure, Capacity 30 ml, Closure 28 mm, Pack 12 | 1 | 13.52 | 13.52 | 16.13 | 16 | 16 | 16.275
106 |  | PP Screw Closure, Capacity 60 ml, Closure 28 mm, Pack 12 | 1 | 16.05 | 16.05 | 16.51 | 16 | 19 | 16.492
107 |  | PP Screw Closure, Capacity 125 ml, Closure 38 mm, Pack 12 | 1 | 22.15 | 22.15 | 19.71 | 18 | 22 | 19.747
108 |  | PP Screw Closure, Capacity 250 ml, Closure 43 mm, Pack 12 | 1 | 28.61 | 28.61 | 29.77 | 29 | 27 | 29.946
109 |  | PP Screw Closure, Capacity 500 ml, Closure 53 mm, Pack 12 | 1 | 46.74 | 46.74 | 41.14 | 29 | 40 | 41.23
110 |  | PP Screw Closure, Capacity 1000 ml, Closure 63 mm, Pack 6 | 1 | 30.34 | 30.34 | 37.42 | 35 | 26 | 37.324
111 | Volumetric pipettes | Pyrex Brand 7077 pipettes, capacity 0.5ml,case of 400 | 1 | 182.85 | 182.85 | 326.3 | 190 | 190 | 177.072
112 |  | Pyrex Brand 7077 pipettes, capacity 1ml,case of 800 | 1 | 296.7 | 296.7 | 326.3 | 265 | 290 | 246.512
113 |  | Pyrex Brand 7077 pipettes, capacity 2ml,case of 720 | 1 | 311.65 | 311.65 | 344.58 | 279 | 300 | 259.532
114 |  | Pyrex Brand 7077 pipettes, capacity 5ml,case of 720 | 1 | 430.1 | 430.1 | 473.79 | 384 | 415 | 357.616
115 |  | Pyrex Brand 7077 pipettes, capacity 10ml,case of 600 | 1 | 382.95 | 382.95 | 421.58 | 342 | 370 | 318.556
116 | Disposable Transfer pipettes | length 4.5 inc, case of 500 | 1 | 25.09 | 25.09 | 31.64 | 38 | 40 | 25.172
117 |  | length 5 3/8inc, case of 500 | 1 | 33.64 | 33.64 | 22.91 | 34 | 40 | 22.568
118 | Pipette Controllers | For pipettor volume 25 ml, Case of 10 | 1 | 29.33 | 29.33 | 14.99 | 204 | 168 | 230.02
119 |  | For piettor volume 2.0ml, Caseof 10 | 1 | 20.41 | 20.41 | 13.4 | 142 | 168 | 160.58
120 |  | For pipettor volume 10 ml | 1 | 21.56 | 21.56 | 13.4 | 149 | 24 | 169.26
121 | Universal Pipette Controllers | Range 0.1 -2 ml, case of 3 | 1 | 60.95 | 60.95 | 58.74 | 222 | 170 | 54.68
122 |  | Range 1-20 ml, case of 3 | 1 | 60.95 | 60.95 | 65.27 | 635 | 170 | 54.68
123 | Eppendorf Chemsaver Dispensers | Vol. 1 to 5 ml | 1 | 423.2 | 423.2 | 443.77 | 409 | 350 | 331.58
124 |  | Vol. 2 to 10 ml | 1 | 423.2 | 423.2 | 443.77 | 409 | 350 | 331.58
125 | Unbreakable Burettes | capacity 25 ml, case of 15 | 1 | 70.38 | 70.38 | 83.54 | 935 | 390 | 64.67
126 |  | capacity 50 ml, case of 15 | 1 | 79.18 | 79.18 | 95.35 | 1060 | 660 | 73.35
127 |  | capacity 100 ml, case of 10 | 1 | 86.42 | 86.42 | 103.77 | 865 | 260 | 79.42
128 | Burette/pipette brushes | 15incLx3/16inc, case of 12 | 2 | 33.93 | 67.86 | 70.74 | 78 | 50 | 52.95
129 |  | 16.5 inc x 1/8 to 3/4 inc, case of 12 | 2 | 40.83 | 81.66 | 84.98 | 90 | 30 | 63.36
130 | Duran Square laboratory bottles | Capacity 100 ml, 109 H mm, 50 Side width mm, pack of 10 | 1 | 65 | 65 | 28.16 | 87 | 50 | 83.33
131 |  | Capacity 250 ml, 143 H mm, 64 Side width mm, pack of 10 | 1 | 85.72 | 85.72 | 39.42 | 96 | 60 | 93.74
132 |  | Capacity 500 ml, 181 H mm, 78 Side width mm, pack of 10 | 1 | 106.93 | 106.93 | 42.23 | 120 | 70 | 117.18
133 |  | Capacity 1000 ml, 222 H mm, 94 Side width mm, pack of 10 | 1 | 151.69 | 151.69 | 52.09 | 156 | 100 | 151.9
134 | Eppendorf Adjustable-volume Pipettors | vol 2 to 20 microliters | 1 | 350.75 | 350.75 | 368.07 | 318 | 330 | 276.02
135 |  | vol. 10 to 100 microliters | 1 | 350.75 | 350.75 | 368.07 | 318 | 330 | 276.02
136 |  | vol. 100 to 1000 microliters | 1 | 350.75 | 350.75 | 368.07 | 318 | 320 | 276.02
137 |  | vol. 500 to 5000microliters | 1 | 380.65 | 380.65 | 368.07 | 318 | 370 | 288.18
138 | Tips | vol. 0.2 to 100 microliters, case of 1000 | 1 | 22.43 | 22.43 | 21.55 | 23 | 24 | 16.93
139 |  | vol. 100 to 1000 microliters, case of 1000 | 1 | 58.08 | 58.08 | 57.11 | 62 | 50 | 44.7
140 |  | vol. 1000 to 5000 microliters, case of 1000 | 1 | 48.88 | 48.88 | 46.99 | 86 | 115 | 184.02
141 | Volumetric flasks (Pyrex Brand 5642 Flasks) | capacity 10ml,case of 2 | 1 | 248.4 | 248.4 | 9.86 | 217 | 10 | 46.59
142 |  | cap. 25 ml, case of 2 | 1 | 270.25 | 270.25 | 10.43 | 129 | 10 | 24.02
143 |  | cap. 50 ml, case of 2 | 1 | 290.95 | 290.95 | 11.27 | 138 | 10 | 52.08
144 |  | cap. 100 ml, case of 2 | 1 | 302.45 | 302.45 | 13.24 | 143 | 12 | 82.75
145 |  | cap. 500 ml, case of 2 | 1 | 480.7 | 480.7 | 21.12 | 455 | 20 | 50.78
146 |  | cap. 1000 ml, case of 2 | 1 | 233.25 | 233.25 | 30.98 | 294 | 14 | 407.9
147 | Glass vacuum desiccators | ,plat size 190 mm,, shpg wt 19 lb (8.7 kg) | 1 | 489.9 | 489.9 | 329.39 | 342 | 550 | 48.28
148 | Soxhlet Set | Basic 4-place Soxhlet Extraction System Less Glassware. Each heating unit has individual hotplates of 85 mm dia. With stepless heating control so that the temperature of each hot plate can be operated individually. | 1 | 2873.68 | 2873.68 | 3176.74 | 1326 | 1300 | 3849.38
149 | Accessories | Set of Soxhlet Glass Parts including 1 Flask 500 ml, 1 Extractor 150 ml and Condenser. | 1 | 1646.87 | 1646.87 | 112.61 | 760 | 200 | 612.77
150 |  | Holder with Clamp for Soxhlet glass Parts | 1 | 254.18 | 254.18 |  | 138 | 35 | 94.58
151 |  | Cooling Water Feed Pipe for Series with 4 fastening clamps | 1 | 925.65 | 925.65 | 28.16 | 383 | 380 | 94.58
152 |  | Paper Thimble Double Thickness 33 x 80 mm Box of 25 | 1 | 862.98 | 862.98 | 68.76 | 69 | 55 | 1239.95
153 | Multipurpose Waterbath | WB436-D Vania Raissa 01 pp.47 or eq. | 1 | 815 | 815 | 670.31 | 847 | 750 | 1513.58
154 | Rotational Viscometer | High-range viscometer (300 to 9.000.000 cp) U-98936-20 with all accessories Cole-Parmer 01/02) or eq | 1 | 3200 | 3200 | 2342.81 | 3065 | 2500 | 1881.82
155 |  | Replacement Spindles | 1 | 274.95 | 274.95 | 58.74 |  | 380
156 | Bench Top pH | 1 mv 1 deg C | 1 | 1008 | 1008 | 699.29 | 153 | 850 | 514.72
157 | Micro Buret | Kimax -03.789-5Z Scale 0.01 ml | 2 | 622.58 | 1245.16 | 174.04 | 113 | 540 | 401.45
158 | Rotary Vacum Evaporator with accessories (Cat. No. 27584-150 VWR 00/01, pp.E 535) or eq. | Motor and Stand accept all 4 glasware sets. 115 VAC, 50/60 Hz, with a 5 ft, 3-wire cord and pulg | 1 | 1176 | 1176 | 2607.11 | 3382 | 15000 | 15770.48
159 |  | Standar Condensor for general purpose work. | 1 | 336 | 336 |  |  | 580 | 617.37
160 |  | Receiving flask Round bottom ,1 liter | 1 | 67.2 | 67.2 |  |  | 70 | 97.11
161 |  | Evaporating flask Pear-shaped 1 liter | 1 | 76.16 | 76.16 |  |  | 70 | 116.1
162 |  | Evaporating flask clips Polyacetal | 1 | 31.36 | 31.36 | 44.01 |  | 30 | 38.52
163 |  | Water bath; 7 1/8 inch ID x 21/8 icnh Height, Temperature range,near ambient to 194oF (90oC) maintain set temperatur within 3oF (1,5oC) | 1 | 313.6 | 313.6 |  |  | 180 | 358.05
164 |  | Quich action jack adjust height easily. Use with all setups except colletion | 1 | 380.8 | 380.8 | 498.58 |  | 480 | 487.17
165 |  | Vacumm seals. Flouroelastomer, for all models set of 2 seals | 1 | 70.56 | 70.56 | 40.47 |  | 40 | 39.6
166 |  | Steam duct long duct 1603-18 is for standard condensor setups; short duct 1603-23 for all others | 1 | 183.68 | 183.68 | 96.26 |  | 168 | 128.03
167 |  | Distilland addition tubes.Use long tube 1603-17 for standard condensor setups; short tube 1603-22 for all others | 1 | 89.6 | 89.6 | 96.26 |  | 170 | 166.01
168 | Hand Salinity Refractometer | S-28E : 0 - 28%, Sod. Chloride Rediability | 1 | 1275 | 1275 | 394.61 | 286 | 150 | 230.02
169 | Handheld Oxygen Analyzer | benchtop (U-10360-20,Cole-Parmer 01/02) or eq | 1 | 3055 | 3055 | 2537.65 | 2792 | 2300 | 2126
170 | Autoclave | Standard (ST 3028 Vania Raissa) or eq. | 1 | 3030 | 3030 | 717.47 | 909 | 3300 | 2644.15
171 | Consistometer | ,shpg wt 3 lb (1.4 kg) | 1 | 575 | 575 | 572.41 | 519 | 460 | 459.17
172 | Burette Clamps | Double burette clamps | 15 | 41.98 | 629.63 | 669 | 44 | 525 | 527.31
173 |  | ,Single burette clamps, three-prong | 15 | 28.46 | 426.94 | 448.05 | 31 | 375 | 351.54
174 |  | Single burette clamps, two-prong | 15 | 23 | 345 | 349.5 | 25 | 300 | 273.42
175 | Electronic Balance | Digital, standard | 1 | 2077 | 2077 | 394.61 | 302 | 420 | 1573.25
176 | Fermentor Set | 1 L Microbial Culture Biobundle(U-29206-35, Cole-Parmer 01/02 pp. 364) or eq; | 1 | 23350 | 23350 | 24155.32 | 25000 | 23750 | 18.748.80
177 | Multipoint magnetic stirrer | Stiring speeds: 100 to 850 rpm Ambient temperature: -10o to + 50oC Housing: coated stainless steel Weight: 14.3 pounds (6.5 kg) R-4560-22 15 position magnetic stirer, 220 VAC | 1 | 119.28 | 119.28 | 1876.2 | 2981 | 1900 | 1093.68
178 | Laboratory Refrigerator (EA548-555/01) or eq. | 200-240 V, 50 Hz, 1 pH | 1 | 1607.4366 | 1607.4366 | 309.68 | 476 | 2500 | 2714.31
179 | Hot Plate Stirrer (Cole Parmer 2001/02) or eq. | U-03403-40, Dimensions 12 x 12 inchi, Material Ceramic, Temp. 121-371 oC | 1 | 474 | 474 | 549.51 | 604 | 490 | 440.94
180 | Adjustabel Volume Pipettors | U-24600-05, Vol 10 to 100 micro liters, | 1 | 259.795 | 259.795 | 251.86 | 273 | 250 | 202.244
181 |  | U-24600-25, Vol 1000 to 5000 micro liters, | 1 | 252 | 252 | 272.21 | 299 | 250 | 218.736
182 | Tips | U-25711-12(0 to 200 micro liters) | 1 | 19.5 | 19.5 | 20.99 | 23 | 24 | 16.926
183 |  | U-07953-40 (1000 - 5000 micro liters) | 1 | 52 | 52 | 57.25 | 62 | 65 | 46.004
184 | Laboratory centrifuge with accesories (U-17321-00, Cole-Parmer 01/02 pp. 152) or eq; | Sanyo | 1 | 3900 | 3900 | 4572.86 | 3097 | 3700 | 3419.92
185 |  | Swing out rotor | 1 | 798 | 798 | 940.013 | 474 | 800 | 754.292
186 |  | Fixed angle microtube rotor | 1 | 647 | 647 | 814.09 | 509 | 730 | 652.736
187 |  | Bucket 1 set | 1 | 586 | 586 | 689.43 | 532 | 600 | 552.916
188 |  | 1 set tube | 1 | 560 | 560 | 152.65 | 205 | 162 | 122.388
189 | Measuring Flask | Vol. 500 | 5 | 30.18 | 150.9 | 23.95 | 42 | 75 | 102.1273
190 | Measuring Flask | Vol. 1000 | 5 | 53.2 | 266 | 38 | 50 | 105 | 187.0482
191 | Micropipetter | 200 ml code siloer | 5 | 200 | 1000 | 19 | 91 | 1000 | 330.48
192 | Measuring Flask | Cat. 21 - 345 oC | 48 | 50 | 2400 | 777.12 | 32 | 192 | 622.5984
193 | UV PCR Class 100 Chamber | UV PCR Chamber | 1 | 4404.5 | 4404.5 | 4514.34 | 4900 | 4000 | 3309.12
194 |  | HEPA Filter | 1 | 466.9 | 466.9 | 485.91 | 532 | 437 | 350.784
195 |  | Prefilter Replacement | 1 | 216.2 | 216.2 | 221.33 | 243 | 210 | 162.432
196 | Microscope with camera | Cole parmer or eq. | 2 | 2240 | 4480 | 4985.82 | 1171 | 3200 | 3490.56
197 | Petri Dish | U-34551-22, Pyrex Brand 3160, 100 x 10 diameter, qty/cs 72 | 2 | 309 | 618 | 790.94 | 312 | 140 | 533.952
198 | Pilot Lab. Processor (Cole-Parmer 2001/2002, pp 641) | Pilot Lab processor U-04243-00 (Cole-Parmer 2001/2002, pp 641) or equivalent | 1 | 12971.71 | 12971.71 | 12376.25 | 11200 | 11500 | 8631.36
199 |  | Vacum pump U-07055-60 (Cole-Parmer 2001/2002)or equivalent | 1 | 871 | 871 | 686.89 | 757 | 550 | 578.88
200 |  | Circulating Bath U-01095-05 (Cole-Parmer 2001/2002), or equivalent | 1 | 1218.1 | 1218.1 | 1113.01 | 1227 | 1000 | 809.568
201 |  | Gable Cover U-01095-50 (Cole-Parmer 2001/2002)or equivalent | 1 | 305.5 | 305.5 | 160.28 | 175 | 150 | 203.04
202 | Vertical Batch Processor (Cole-Parmer 2001/2002, pp 640) | U-04256-25 (Cole Parmer 2001/2002) or equvalent | 1 | 2951 | 2951 | 1278.88 | 2701 | 2330 | 1961.28
203 |  | SS-Bowl Kit U-04256-54 (Cole-Parmer 2001/2002) or eq. | 1 | 855.4 | 855.4 | 137.52 | 779 | 675 | 568.512
204 |  | S-Blades U-04256 (Cole-Parmer 2001/2002) or eq. | 1 | 56.6 | 56.6 | 137.52 | 86 | 70 | 62.208
205 | Capping Machine (E. Veneta) or eq. | Mod. TPP/EV, Dimensions 400 x 400 x 1800 mm, Semi automatic capping machine for table Twist-off Crwon caps | 1 | 2875 | 2875 | 9566.17 | 146 | 1700 | 3780
206 | Polystat Heated circulating bath | Temprature control up to 200 oC, Six-liters bath with analog controller digital (12105-15), Overal dimensions 8,25 x 14 x 14,75 inchi, Sphg wt 23 lb (10.4 kg) | 1 | 2541.5 | 2541.5 | 2607.61 | 2730 | 2800 | 1909.44
[5 empty] | 208295.9942 | 197215.683 | 201342 | 215000 | 183022.1203

## Furniture
Furniture Year 1 For Agricultural Product Technology Study Program
No. | Name of Equipment | Technical/Bidding Specification | Q | Unit Cost (Rp) | Estimated Cost (Rp) | Year in SIP
1 | Computer.Desk | CD 809 M (120 x 60 x 78,5 cm); Colour beech; AZTEC Knock Down System (or eq.) | 8 | 675000 | 5400000 | 1
2 | Laboratory Chair | Tinggi 60 cm; diameter tempat duduk 30 cm; tebal tempat duduk 3 cm; kaki 4 buah | 120 | 65000 | 7800000 | 1
3 | Seminar-room Chair | Futura 407 or eq. | 30 | 120000 | 3600000 | 1
4 | Students lockers-wooden made | setiap unit terdiri dari 10 loker dengan ukuran L 30 cm; H:50 ; W:60cm | 3 | 950000 | 2850000 | 1
5 | Chemical-Storage cabinet | 250 x 175 x 50 cm (4 pintu) bagian dalam bersusun dengan jarak 30 cm) bahan kayu jati | 3 | 1500000 | 4500000 | 1
6 | Book case (lemari susun) | 200 x 175 x 50 cm (4 pintu dorong dari kaca ) bagian dalam bersusun dengan jarak 40 cm) bahan kayu jati | 4 | 1200000 | 4800000 | 1
7 | Book case (rak susun) | 240x 200 x 60 cm kaki 8 buah; rangka besi serba guna; rak tripleks 9mm | 2 | 830000 | 1660000 | 1
8 | Lab. Equipment-Storage Cabinet | 150 x 200 x 50 cm (MLC 1822; Milano Series Catalogue) or eq. | 6 | 850000 | 5100000 | 1
9 | Laboratory Trolley | 820 x 420 x 900 mm (L x B x H) 2 susun bahan aluminium (anti karat) | 3 | 1370000 | 4110000 | 1
10 | Fire Extinguisher | Stop PS 3 (3 kg) | 3 | 752640 | 2257920 | 1
11 | Water reservoir | 5 m3 | 1 | 2000000 | 2000000 | 1
12 | Air Conditioner | National AC Split 1.5 pk | 6 | 4000000 | 24000000 | 1
13 | Filling cabinet (pintu kaca) | ETC22 Data scrip or eq. | 6 | 1750000 | 10500000 | 1
14 | Filling cabinet(pintu retracting) | ETC20 Data scrip or eq. | 8 | 1700000 | 13600000 | 1
15 | Work Desk (Meja kerja) | W 145 x D 72 x H 75 (MT-201.S ; MARTIN TYPE BELOTTI) or eq. | 14 | 1100000 | 15400000 | 1
16 | Work chair (Kursi Kerja) | Casanova 200 seri CO-208 A Datascrip) or eq. | 14 | 1650000 | 23100000 | 1
17 | White board | 1,5 m x 2 m (dynamish; magnet) | 3 | 600000 | 1800000 | 1
| Total |  | 179 |  | 132477920
Makassar, March 14, 2003
| Head of Department |  |  |  |  | Coordinator Project TPSDP-APTSP
| (Dr. Ir. Abu Bakar Tawali) |  |  |  |  | (Dr. Ir. Meta Mahendradatta)
PENGADAAN FURNITURE PS. TEKNOLOGI HASIL PERTANIAN
No. | Name of Equipment | Technical/Specification | Quantity | Uni Cost (Rp) | Estimated Cost (IDR)
1 | Meja Komputer | CD 1208 (120 x 60 x 78,5 cm); Colour beech; AZTEC Knock Down System (or eq.) | 8 | 675000 | 5400000
2 | Bangku Bundar Laboratorium | Tinggi 60 cm; diameter tempat duduk 30 cm; tebal tempat duduk 3 cm; kaki 4 buah | 120 | 65000 | 7800000
3 | Kursi ruang seminar-ruang baca | Futura 407 or eq. | 30 | 120000 | 3600000
4 | Students lochers-wooden made | setiap unit terdiri dari 10 loker dengan ukuran L 30 cm; H:50 ; W:60cm | 3 | 950000 | 2850000
5 | Tempat penyimpanan Bahan kimia | 250 x 175 x 50 cm (4 pintu) bagian dalam bersusun dengan jarak 30 cm) bahan kayu jati | 3 | 1500000 | 4500000
6 | Lemari buku | 200 x 175 x 50 cm (4 pintu dorong dari kaca ) bagian dalam bersusun dengan jarak 40 cm) bahan kayu jati | 4 | 1200000 | 4800000
7 | Rak buku 4 susun | 240x 200 x 60 cm kaki 8 buah; rangka besi serba guna; rak tripleks 9mm | 2 | 830000 | 1660000
8 | Tempat penyimpanan alat | 100 x 200 x 50 cm (bagian dalam 4 susun) agatis | 6 | 850000 | 5100000
9 | Laboratory Trolley |  | 3 | 1370000 | 4110000
10 | Fire Extinguisher | Stop PS 3 (3 kg) | 3 | 752640 | 2257920
11 | Water reservoir | 5 m3 | 1 | 2000000 | 2000000
12 | Air Conditioner | National AC Split 1.5 pk | 6 | 4000000 | 24000000
13 | Filling cabinet pintu kaca | ETC22 Data scrip or eq. | 6 | 1750000 | 10500000
14 | Filling cabinet pintu retracting | ETC20 Data scrip or eq. | 8 | 1700000 | 13600000
15 | Meja kerja | W 145 x D 72 x H 75 (MT-201.S ; MARTIN TYPE BELOTTI) or eq. | 14 | 1100000 | 15400000
16 | Kursi Kerja | Casanova 200 seri CO-208 A Datascrip) or eq. | 14 | 1650000 | 23100000
17 | white board | 1,5 m x 2 m (dynamish; magnet) | 3 | 600000 | 1800000
| Total |  | 179 |  | 132477920

## BUKU
Detailed Specifications : Instructional Materials Year I
PROGRAM STUDI Teknologi Hasil Pertanian
Type of Instructional materials | Technical/ bidding specification |  |  |  | Quantity | Unit Cost | Estimated cost
| Title | Author | Publ. | Year
Journal | Journal of Agricultural & Food Chemistry | ACS (Web + Print) |  |  | 1 |  | 1,500.00
CD-Rom | 2nd Edition JFS CD-ROM. Fulltext 1996 - 2000) | IFT |  |  | 1 |  | 150
Textbook | A Gui to Foo Qual Ass Post Harv………... Hand of Fruit, Veg & Ornam | Summer B et al | CRC | 1995-06-01 | 1 | 200 | 200
Textbook | Computer Applications in Food Technology | SINGH | AP | 1996-07-01 | 1 | 94.4 | 94.4
Textbook | HPLC in Food Analysis | MacRae | AP | 1988 | 1 | 346.4 | 346.4
Textbook | Postharvest Handling | R. L. Shewfelt and S. E. Prussi | AP | Dec-92 | 1 | 120.75 | 120.75
Textbook | Management of Food Industies | or eq. |  |  | 1 | 150 | 150
Textbook | Principles and Practice of Modern Chromatographic | ROBARDS | AP | 1995 | 1 | 163.7 | 163.7
Textbook | Quality Control in the Food Industry, (2/e) (Vol 3 | S. Herschdoerfer | AP | 1987-01-01 | 1 | 447.2 | 447.2
Textbook | Sanitation in Food Processing (2/e) | J Troller | AP | 1993-09-01 | 1 | 99.75 | 99.75
Textbook | Statistical Methods in Food and Consumer Research | M. Gacula & J. Singh | AP | Dec-84 | 1 | 420.7 | 420.7
Textbook | Food Industrial Planning | or eq. |  |  | 1 | 150 | 150
Textbook | Applied Sensory Analysis of Foods | Moskowitz; Howard R. | CRC | 6/30/1988 | 1 | 525 | 525
Textbook | Asept Process & Pack of Food: A Food Industry Perspective | David et al | CRC | 1996-06-02 | 1 | 374.88 | 374.88
Textbook | Auditing in the Food Industry | Dillon; Mike | CRC | 2001-03-09 | 1 | 449.88 | 449.88
Textbook | Basic Statistic for Laboratories | Kelly, W. et al. | CRC | 6/19/1905 | 1 | 115.05 | 115.05
Textbook | Characterization of Food | Gaonkar A.G. | CRC | 1995 | 1 | 289 | 289
Dictionary | Elss Dict of Fish,Proces,Fish and Shellfh Names of the World | Negedly,R. | CRC | 1905-12-06 | 1 | 246 | 246
Textbook | Employee's Guide to Food safety | Keller, J.J. | CRC |  | 1 | 7.65 | 7.65
Textbook | Essential of Food Safety and Sanitation | McSwane, N. Rue, and R. Linton | CRC | 6/19/1905 | 1 | 52 | 52
Textbook | Essentials of Food Sanitation | Marriot, M.G. | CRC | 1997 | 1 | 75.4 | 75.4
Textbook | Fats in Food Technology | Rajah; Kanes K | CRC | 12/15/2001 | 1 | 349.88 | 349.88
Textbook | Food loss prevention in perishable crops | FAO | CRC | 2001 | 1 | 15 | 15
Textbook | Food Process Engineering: Theory & Laboratory Experiments | Sharma, Mulvaney,& Rizvi | CRC | Oct-99 | 1 | 187.38 | 187.38
Textbook | Food Process Modeling | Tijskens et al | CRC | 6/15/2001 | 1 | 562.5 | 562.5
Textbook | Food Processing | Gaonkar A.G. | CRC | 1995 | 1 | 231.5 | 231.5
Textbook | Food ProcTech: Princ and Pract, Sec Ed | Fellows; P J | CRC | 2000-11-07 | 1 | 182.38 | 182.38
CD-Rom | Food Quality and Safety Start Up CD-Rom | Keller | CRC |  | 1 | 587 | 587
Textbook | Food Shelf Life Stab: Chem, Bioch and Microbl Changes | Eskin et al. | CRC | 9/19/2000 | 1 | 249.88 | 249.88
Textbook | Food Storage Stability | Taub et al | CRC | 12/29/1997 | 1 | 262.38 | 262.38
Textbook | HACCP in the Meat Industry | Brown; Martyn | CRC | 10/13/2000 | 1 | 424.88 | 424.88
Textbook | Hygiene in Food Processing: Principles and Practice | Lelieveld et al | CRC | 10/31/2001 | 1 | 562.5 | 562.5
Textbook | Industrial Safety and Health management | Asfahl, C. | CRC | 1999 | 1 | 109 | 109
Textbook | Managing Frozen Foods | Kennedy; Chris J. | CRC | 7/31/2000 | 1 | 424.88 | 424.88
Textbook | Min Proces of Foods and Process Opt: An Interface | Singh et al | CRC | 5/23/1994 | 1 | 444.88 | 444.88
Textbook | New Food Product Devt From Concept to Marketplace | Fuller; Gordon W. | CRC | 2/23/1994 | 1 | 342.38 | 342.38
Software | PeakFit Software |  | CRC |  | 1 | 700 | 700
Textbook | pH Measurement | Galster, H. | CRC | 6/13/1905 | 1 | 218 | 218
Textbook | Principles of Food Preservation | Kyzlink V. | CRC | 1990 | 1 | 325 | 325
Textbook | Quality and Preservation of Vegetables | Eskin; N. A. Michael | CRC | 3/31/1989 | 1 | 647.5 | 647.5
Textbook | Quality Assurance in the Fish Industry | Huss et al | CRC | 1995 | 1 | 250.5 | 250.5
Textbook | Santn of the Harv, Proc, and Distrib of Shellfish | Center for Food Safety | CRC | 1993-03-02 | 1 | 174.88 | 174.88
Textbook | Sensory Evaluation Techniques, Third Edition | Meilgaard et al | CRC | 6/24/1999 | 1 | 324.88 | 324.88
Textbook | Statistics for Experimenters | Box, G. et al. | CRC | 5/31/1905 | 1 | 130 | 130
Textbook | The HACCPFood Safety Manual | Loken, J. | CRC | 1995 | 1 | 107.25 | 107.25
Textbook | The Stability and Shelf-life of Food | Kilcast et al | CRC | 9/21/2000 | 1 | 424.88 | 424.88
Textbook | Trad post harvest techn of perishable tropical staple | FAO | CRC | `2001 | 1 | 22 | 22
Textbook | Chemistry and Technology of Cereals as Food and Feed | A. Matz | Kluwer | Dec-95 | 1 | 373.17 | 373.17
Textbook | Elementary Food Science | Ernest R. Vieira | Kluwer | 1999-02-01 | 1 | 102.9 | 102.9
Textbook | Enzymes In Food Processing | G.A. Tucker, L.F.J. Woods | Kluwer | Dec-95 | 1 | 325.5 | 325.5
Textbook | Experimental Methods In Food Engineering | Syed et al | Kluwer | Dec-95 | 1 | 129.15 | 129.15
Textbook | Food and Feed from Legumes and Oilseeds | J. Smartt, E Nwokolo | Kluwer | Dec-95 | 1 | 367.5 | 367.5
Textbook | Food Hygiene Microbiology and HACCP | P.R. Hayes, S.J. Forsythe | Kluwer | Dec-99 | 1 | 254.1 | 254.1
Textbook | Food Product Devt: From Concept to the Marketplace | I. S. Saguy, Ernst Graf | Kluwer | Dec-95 | 1 | 220.5 | 220.5
Textbook | Food Prop and Computer-Aided Eng of Food Proc Systems | P. Singh, A. G. Medina | Kluwer | 1989-04-01 | 1 | 492.75 | 492.75
Textbook | Food Science | N. N. Potter, J. H. Hotchkiss | Kluwer | 1999-07-01 | 1 | 130.2 | 130.2
Textbook | Frozen Food Technology | C.P. Mallett | Kluwer | Dec-95 | 1 | 436.8 | 436.8
Textbook | Fundamentals of Food Processing Engineering | Romeo T. Toledo | Kluwer | Oct-01 | 1 | 151.2 | 151.2
Textbook | Guid Sensory Anal in Food Prod Devt and Qua Ctrl | R.P.. Carpenter et al | Kluwer | 2000-04-01 | 1 | 228.9 | 228.9
Textbook | HACCP in Meat, Poultry and Fish Processing | A.M. Pearson, T.R. Dutson | Kluwer | 1999-01-01 | 1 | 382.2 | 382.2
Textbook | HACCP User's Manual | Donald A. Corlett | Kluwer | 1998-06-01 | 1 | 199.5 | 199.5
Textbook | Hand of Starch Hydrs Prodts and Their Derivatives | S.Z. Dziedzic, M.W. Kearsley | Kluwer | Dec-95 | 1 | 327.6 | 327.6
Textbook | Measurement of Food Preferences | H.J.H. MacFie, D.M.H. Thomson | Kluwer | Dec-95 | 1 | 315 | 315
Textbook | Phal Chem of Food Procs, Vol 1: Fundl Aspects | Ion C. Baianu | Kluwer | Dec-95 | 1 | 254.1 | 254.1
Textbook | Princ and Appl of Modified Atm Pack of Foods | Barbara A. Blakistone | Kluwer | 1999-04-01 | 1 | 312.9 | 312.9
Textbook | Principles of Food Chemistry | John M. deMan | Kluwer | Dec-95 | 1 | 136.5 | 136.5
Textbook | Principles of Food Processing | R.W. Hartel, D. R. Heldman | Kluwer | Dec-95 | 1 | 132.3 | 132.3
Textbook | Process Control and Management | P.L. Lee et al | Kluwer | Dec-97 | 1 | 443.1 | 443.1
Textbook | Qual Assnce in Seafood Procg:A Practical Guide | A. David Bonnell | Kluwer | Dec-95 | 1 | 182.7 | 182.7
Textbook | Qual Man Syst for the Fo Indust: AGuide to ISO 9001/2 | Bolton | Kluwer | Dec-95 | 1 | 220.5 | 220.5
Textbook | Shelf Life Evaluation of Foods | C.M.D. Man, Adrian A. Jones | Kluwer | 2000-07-01 | 1 | 344.4 | 344.4
Textbook | Sociologies of Food and Nutrition | Wm. Alex McIntosh | Kluwer | 1996-07-01 | 1 | 151.2 | 151.2
Textbook | Thermal Processing of Packaged Foods | S.D. Holdsworth | Kluwer | Dec-95 | 1 | 302.4 | 302.4
Textbook | Food Packaging: Principles and Practice - Series Volume: 6 | G. L.. Robertson | Dekker | 1/15/1998 | 1 | 167.48 | 167.48
Textbook | Meat Science and Applications | Y. H. Hui et al | Dekker | 2001-01-07 | 1 | 472.5 | 472.5
Textbook | Food Chemistry Third Ed Series Vol 76 | Owen R. Fennema | Dekker | 6/19/1996 | 1 | 136.5 | 136.5
Textbook | Design and Eq. for Rest and Foodserv: A Manag. View | C. Katsigris, C.Thomas | WI | 1999-03-01 | 1 | 136.5 | 136.5
Textbook | Design and Layout of Foodservice Facilities | John C. Birchfield | WI | Aug-02 | 1 | 126 | 126
Textbook | The Eme Glob Food Syst: Public and Private Sect Issues | G. E. Gaull, R. A. Goldberg | WI | 1993-04-01 | 1 | 252 | 252
Textbook | Evaluation of Seafood Freshness Quality | J. R. Botta | WI | 1995-06-01 | 1 | 283.5 | 283.5
Lab. manual | Food Chemistry: A Laboratory Manual | Dennis D. Miller | WI | 1998-04-01 | 1 | 115.4 | 115.4
Textbook | Food Proc Eng: Theory and Laboratory Experiments | Shri K. Sharma, et al | WI | Oct-99 | 1 | 178.4 | 178.4
Textbook | Laboratory Methods in Food Microbiology | HARRIGAN | AP | 1998-09-01 | 1 | 125.9 | 125.9
Lab. manual | Bergey's Manual of Determinative Bacteriology | Holt, J. | CRC | 1993 | 1 | 99.45 | 99.45
Textbook | Culture Media for Food Microbiology | Corry et al | CRC | 1995 | 1 | 202 | 202
Textbook | Enzymes in Food Technology | Whitehurst et al | CRC | 12/15/2001 | 1 | 339.88 | 339.88
Textbook | Foodborne Paths: Hazards, Risk Analysis and Control | Blackburn et al | CRC | 9/15/2001 | 1 | 349.88 | 349.88
Textbook | Fundamental Food Microbiology, Second Edition | Ray; Bibek | CRC | 2/27/2001 | 1 | 224.88 | 224.88
Handbook | Hand micgical Media for the Examination of Food | Atlas,R | CRC | 6/17/1905 | 1 | 214.5 | 214.5
Handbook | Food Analysis, Theory and Practice | Pomeranz, y et al | Chapman and Hall | 1994 | 1 | 150 | 150
Handbook | Hanbook of Food Analyisis 2-Volume | Leo, M. L; Noilet | CHI | 1998 | 1 | 150 | 150
Textbook | Microbial Food Poisoning | Adrian Eley | Kluwer | Dec-95 | 1 | 100.8 | 100.8
Textbook | Modern Food Microbiology | James M. Jay | Kluwer | 2000-01-01 | 1 | 144.9 | 144.9
Textbook | Food Biotechnology: Microorganisms | Y.H. Hui, G.Khachatourians | WI | Nov-94 | 1 | 588 | 588
Textbook | Fundamentals of Food Biotechnology | Byong H. Lee | WI | 1996-06-01 | 1 | 357 | 357
Textbook | Functional Foods: Concept to Product | Gibson et al | CRC | 2000-04-10 | 1 | 424.88 | 424.88
Textbook | Vegetarian Nutrition | Sabate; Joan | CRC | 3/27/2001 | 1 | 224.88 | 224.88
Handbook | Geriatric Nutrition Handbook | S. Bartlett et al | Kluwer | Nov-97 | 1 | 304.5 | 304.5
Textbook | Pediatric Parenteral Nutrition | R.D. Baker, et al | Kluwer | 1997-02-01 | 1 | 327.6 | 327.6
Textbook | Fundamentals of Menu Planning, 2nd Edition | Paul J. McVety, et al | WI | 2001-01-01 | 1 | 115.5 | 115.5
Textbook | Food Packaging | Kadoya | AP | Dec-90 | 1 | 592.1 | 592.1
Textbook | Introduction to Food Engineering, Third Edition | SINGH/HELDMAN | AP | 2001-06-01 | 1 | 146.9 | 146.9
Textbook | Baking: Problems Solved | Cauvain et al | CRC | 2001-01-06 | 1 | 339.88 | 339.88
| ANALYTICAL TECHNIQUES FOR FOODS AND AGRICULTURAL PRODUCTS | G. Linden | CHIFS | 1905-06-18 | 1 | 250 | 250
Textbook | Cereals Processing Technology | Owens; Gavin | CRC | 4/29/2001 | 1 | 424.88 | 424.88
Textbook | Food Chemistry | Miller, D.D. | CRC | 1998 | 1 | 75.4 | 75.4
Lab. manual | Food Chemistry: A laboratory Manual | Miller, D.D. | CRC | 6/20/1995 | 1 | 52 | 52
Textbook | Poultry Meat Processing | Sams; Alan | CRC | 12/26/2000 | 1 | 249.88 | 249.88
Textbook | Technology of Biscuits, Crackers, and Cookies, Third Edition | Manley; Duncan J R | CRC | 7/31/2000 | 1 | 374.88 | 374.88
Textbook | The Fo Chem Lab:A Man for Exptal Foods, Dietetics, and Food Scits | Weaver et al | CRC | 3/27/1996 | 1 | 112.38 | 112.38
Textbook | Thermal Technologies in Food Processing | Richardson; Philip | CRC | 6/29/2001 | 1 | 339.88 | 339.88
Textbook | Analytical Chemistry Of Foods | Ceirwyn S. James | Kluwer | Dec-98 | 1 | 121.4 | 121.4
Textbook | Fish Processing Technology | George M. Hall | Kluwer | Dec-95 | 1 | 302.4 | 302.4
Textbook | Minimally Processed Refrigerated Fruits and Vegetables | R.C. Wiley | Kluwer | Dec-95 | 1 | 231 | 231
Textbook | Processed Meats | A.M. Pearson, T.A. Gillett | Kluwer | Dec-95 | 1 | 228.9 | 228.9
Textbook | Technology of Breadmaking | S. P. Cauvain, L. S. Young | Kluwer | Dec-95 | 1 | 325.5 | 325.5
Textbook | Technology of Cakemaking | .J. Bent et al | Kluwer | Dec-95 | 1 | 344.4 | 344.4
Textbook | Technology of Extrusion Cooking | N.D. Frame | Kluwer | Dec-95 | 1 | 340.2 | 340.2 | 30946.95
Lab. manual | Fund of Professl Food Prep: A Lab Text-Workbook | Donald V. Laconi | WI | 1995-01-01 | 1 | 126 | 126
| Total |  |  |  | 119 |  | 30946.95 | 0
Head of Department |  | Coordinator Project TPSDP-APTSP
(Dr. Ir. Abu Bakar Tawali) |  | (Dr. Ir. Meta Mahendradatta)